{"text_format":"2","workbook":"xlsx","n_sheets":3,"sheets":["Sheet1","Sheet2","Sheet3"],"not_rendered":{"charts":0,"images":0,"macros":0,"external_links":0,"defined_names":0,"comments":0,"pivot_tables":0},"unopened":[],"bounds":{"document_bytes":16777216,"sheet_cells":100000,"run_cost":"one","rows_first":2000,"rows_last":500,"rows_between":2000,"halvings":0,"cell_chars":16384,"cell_head_chars":4096},"cells_cut":0,"cells_raw":0,"read":"whole","date_system":"1900"}

{"sheet":"Sheet1","index":0,"n_rows":1500,"n_cols":9,"rows_kept":1500,"cut":false,"hidden":false,"merged":[]}
[null,null,"Hy-Lok Fitting Crossover Sheet"]
[]
[]
["Size          Tube O.D.","Type","Hyupdong            Hy-lok","Swagelok","Parker             A-Lok","Parker            CPI","Gyrolok","Q'ty per box","Weight (Gram)"]
[]
["Fractional Tubes"]
["1/16\" ","UNION","CUA - 1","100-6","1 SC 1","1-1 HBZ","1 U","/",8]
["1/8\" ","UNION","CUA - 2","200-6","2 SC 2","2-2 HBZ","2 U",100,22]
["3/16\" ","UNION","CUA - 3","300-6","3 SC 3","3-3 HBZ","3 U",100,26]
["1/4\" ","UNION","CUA - 4","400-6","4 SC 4 ","4-4 HBZ","4 U",80,34]
["5/16\" ","UNION","CUA - 5","500-6","5 SC 5","5-5 HBZ","5 U",60,43]
["3/8\" ","UNION","CUA - 6","600-6","6 SC 6","6-6 HBZ","6 U",40,52]
["1/2\" ","UNION","CUA - 8","810-6","8 SC 8 ","8-8 HBZ","8 U",60,94]
["5/8\" ","UNION","CUA - 10","1010-6","10 SC 10 ","10-10 HBZ","10 U",40,116]
["3/4\" ","UNION","CUA - 12","1210-6","12 SC 12","12-12 HBZ","12 U",30,139]
["7/8\" ","UNION","CUA - 14","1410-6","14 SC 14","14-14 HBZ","14 U ",20,182]
["1\" ","UNION","CUA - 16","1610-6","16 SC 16","16-16 HBZ","16 U",15,305]
["1 1/4\" ","UNION","CUA - 20","2000-6","/","/","/","/","/"]
["1 1/2\" ","UNION","CUA - 24","2400-6","/","/","/","/","/"]
["2\" ","UNION","CUA - 32","3200-6","/","/","/","/","/"]
[]
["Metric Tubes"]
["2mm ","UNION","CUA - 2M","2MO-6","SC M2","/","/","/","/"]
["3mm ","UNION","CUA - 3M","3MO-6","SC M3","/","3U-316/MM",100,22]
["4mm ","UNION","CUA - 4M","4MO-6","SC M4","/","4U-316/MM",100,26]
["6mm ","UNION"," CUA - 6M","6MO-6","SC M6","/","6U-316/MM",80,34]
["8mm ","UNION","CUA - 8M","8MO-6","SC M8","/","8U-316/MM",60,43]
["10mm ","UNION","CUA - 10M","10MO-6","SC M10","/","10U-316/MM",35,52]
["12mm ","UNION","CUA - 12M","12MO-6","SC M12","/","12U-316/MM",60,94]
["15mm ","UNION","CUA - 15M","15MO-6","SC M15","/","15U-316/MM",40,112]
["16 mm ","UNION","CUA - 16M","16MO-6","SC M16","/","16U-316/MM",40,116]
["18 mm ","UNION","CUA - 18M","18MO-6","SC M18","/","18U-316/MM",30]
["20mm ","UNION","CUA - 20M","20M0-6","SC M20","/","20U-316/MM",20,139]
["22 mm ","UNION","CUA - 22M","22MO-6","SC M22","/","22U-316/MM",20,182]
["25mm ","UNION","CUA - 25M","25MO-6","SC M25","/","25U-316/MM",15,305]
["28 mm ","UNION","CUA - 28M","28MO-6","/","/","/","/","/"]
["32mm ","UNION","CUA - 32M","32MO-6","/","/","/","/","/"]
["38mm ","UNION","CUA - 38M","38M0-6","/","/","/","/","/"]
[]
["Fractional Tubes"]
["1/8\" | 1/16\"","REDUCING UNION","CUR 2-1","200-6-1","2 RU 1","2-1 HBZ","2 RU 1","/",16]
["3/16\" | 1/16\"","REDUCING UNION","CUR 3-1","300-6-1","/","/","3 RU 1","/","/"]
["3/16\" | 1/8\"","REDUCING UNION","CUR 3-2","300-6-2","3 RU 2","3-2 HBZ","3 RU 2",100,25]
["1/4\" | 1/16\"","REDUCING UNION","CUR 4-1","400-6-1","4 RU 1","4-1 HBZ","4 RU 1","/",24]
["1/4\" | 1/8\"","REDUCING UNION","CUR 4-2","400-6-2","4 RU 2","4-2 HBZ","4 RU 2",80,28]
["1/4\" | 3/16\"","REDUCING UNION","CUR 4-3","400-6-3","4 RU 3","4-3 HBZ","4 RU 3",80,"/"]
["5/16\" | 1/8\"","REDUCING UNION","CUR 5-2","500-6-2","/","/","5 RU 2",60,33]
["5/16\" | 1/4\"","REDUCING UNION","CUR 5-4","500-6-4","5 RU 4","5-4 HBZ","5 RU 4",60,40]
["3/8\" | 1/16\"","REDUCING UNION","CUR 6-1","600-6-1","/","6-1 HBZ","6 RU 1","/","/"]
["3/8\" | 1/8\"","REDUCING UNION","CUR 6-2","600-6-2","6 RU 2","6-2 HBZ","6 RU 2",50,40]
["3/8\" | 1/4\"","REDUCING UNION","CUR 6-4","600-6-4","6 RU 4","6-4 HBZ","6 RU 4",40,45]
["3/8\" | 5/16\"","REDUCING UNION","CUR 6-5","600-6-5","6 RU 5","6-5 HBZ","6 RU 5",40,49]
["1/2\" | 1/8\"","REDUCING UNION","CUR 8-2","810-6-2","/","8-2 HBZ","8 RU 2",70,67]
["1/2\" | 1/4\"","REDUCING UNION","CUR 8-4","810-6-4","8 RU 4","8-4 HBZ","8 RU 4",70,70]
["1/2\" | 3/8\"","REDUCING UNION","CUR 8-6","810-6-6","8 RU 6","8-6 HBZ","8 RU 6",70,77]
["5/8\" | 3/8\"","REDUCING UNION","CUR 10-6","1010-6-6","10 RU 6","10-6 HBZ","10 RU 6",50,92]
["5/8\" | 1/2\"","REDUCING UNION","CUR 10-8","1010-6-8","10 RU 8","10-8 HBZ","10 RU 8",40,109]
["3/4\" | 1/4\"","REDUCING UNION","CUR 12-4","1210-6-4","/","12-4 HBZ","12 RU 4",40,"/"]
["3/4\" | 3/8\"","REDUCING UNION","CUR 12-6","1210-6-6","/","/","12 RU 6",35,114]
["3/4\" | 1/2\"","REDUCING UNION","CUR 12-8","1210-6-8","12 RU 8","12-8 HBZ","12 RU 8",35,130]
["3/4\" | 5/8\"","REDUCING UNION","CUR 12-10","2010-12-06","12 RU 10","12-10 HBZ","12 RU 10",30,"/"]
["1\" | 1/2\"","REDUCING UNION","CUR 16-8","1610-6-8","/","16-8 HBZ","16 RU 8",20,250]
["1\" | 3/4'","REDUCING UNION","CUR 16-12","1610-6-12","16 RU 12","16-12 HBZ","16 RU 12",15,253]
[]
["Metric Tubes"]
["3mm | 2mm","REDUCING UNION","CUR 3M-2M","3MO-6-2M","/","/","/","/","/"]
["6mm | 2mm","REDUCING UNION","CUR 6M-2M","6M0-6-2M","/","/","/","/","/"]
["6mm | 3mm","REDUCING UNION","CUR 6M-3M","6MO-6-3M","M6RUM3","/","6RU3-316/MM",80,28]
["6mm | 4mm","REDUCING UNION","CUR 6M-4M","6MO-6-4M","M6RUM4","/","/",80]
["8mm | 6mm","REDUCING UNION","CUR 8M-6M","8MO-6-6M","M8RUM6","/","8RU6-316/MM",60,40]
["10 mm | 6mm","REDUCING UNION","CUR 10M-6M","10MO-6M","M10RUM6","/","10RU6-316/MM",40,45]
["10 mm | 6mm","REDUCING UNION","CUR 10M-8M","10MO-8M","M10RUM8","/","10RU8-316/MM",35,49]
["12mm | 6mm","REDUCING UNION","CUR 12M-6M","12MO-6-6M","M12RUM6","/","12RU6-316/MM",70,70]
["12mm | 8mm","REDUCING UNION","CUR 12M-8M","12MO-6-8M","M12RUM8","/","/",70,"/"]
["12mm | 10mm","REDUCING UNION","CUR 12M-10M","12MO-6-10M","M12RUM10","/","12RU10-316MM",70,77]
["16mm | 10mm","REDUCING UNION","CUR 16M-10M","16MO-6-10M","/","/","/","/","/"]
["16mm | 12mm","REDUCING UNION","CUR 16M-12M","16MO-6-12M","M16RUM18","/","16RU12-316/MM",40,109]
["18mm | 12mm","REDUCING UNION","CUR 18M-12M","18MO-6-12M","/","/","18RU12-316/MM",null,"/"]
["25mm | 18mm","REDUCING UNION","CUR 25M-18M","25MO-6-18M","M25RUM18","/","25RU18-316MM",15,"/"]
["25mm | 20 mm","REDUCING UNION","CUR 25M-20M","25MO-6-20M","M25RUM20","/","25RU20-316MM",15,253]
[]
["Metric Tubes to Fractional Tubes"]
["3mm | 1/8\"","REDUCING UNION","CUR 3M-2M","3MO-6-2","M3CU2","/","/",100,"/"]
["4mm | 1/8\"","REDUCING UNION","CUR 4M-2","4MO-6-2","M4CU2","/","/",100,"/"]
["4mm | 1/4\"","REDUCING UNION","CUR 4M-4","4M0-6-4","M4CU4","/","/",80,"/"]
["6mm | 1/8\"","REDUCING UNION","CUR 6M-2","6MO-6-2","M6CU2","/","6RU2-316/MM E",80,28]
["6mm | 1/4\"","REDUCING UNION","CUR 6M-4","6MO-6-4M","M6CU4","/","6RU4-316/MM E",80,"/"]
["6mm | 5/16\"","REDUCING UNION","CUR 6M-5","6MO-6-5","M6CU5","/","/",60,"/"]
["8mm | 1/4\"","REDUCING UNION","CUR 8M-4","8MO-6-4","M8CU4","/","8RU4-316/MM E",60,35]
["10mm | 1/8\"","REDUCING UNION","CUR 10M-2","10MO-6-2","M10CU2","/","/",40,40]
["10mm | 1/4\"","REDUCING UNION","CUR 10M-4","10MO-6-4","M10CU4","/","/",40,45]
["10mm | 5/16\"","REDUCING UNION","CUR 10M-5","10MO-6-5","M10CU5","/","/",35,49]
["10mm | 3/8\"","REDUCING UNION","CUR 10M-6","10MO-6-6","M10CU6","/","/",70,"/"]
["12mm | 5/16\"","REDUCING UNION","CUR 12M-5","12MO-6-5","M12CU5","/","/",70,74]
["12mm | 3/8\"","REDUCING UNION","CUR 12M-6M","12MO-6-6","M12CU6","/","/",70,77]
["12mm | 1/2\"","REDUCING UNION","CUR 12M-8","12MO-6-8","M12CU8","/","/",40,"/"]
["15mm | 1/2\"","REDUCING UNION","CUR 15M-8","15MO-6-8","M15CU8","/","/",40,"/"]
["16mm | 5/8\"","REDUCING UNION","CUR 16M-10","16MO-6-10","M16CU10","/","/",40,"/"]
["18mm | 3/4\"","REDUCING UNION","CUR 18M-12","18MO-6-12","M18CU12","/","/",30,"/"]
["20mm | 3/4\"","REDUCING UNION","CUR 20M-12","/","/","/","/","/","/"]
["20mm | 1\"","REDUCING UNION","CUR 20M-16","20MO-6-16","/","/","/","/","/"]
["25mm | 1\"","REDUCING UNION","CUR 25M-16","25MO-6-16","/","/","/","/","/"]
[]
["Fractional Tubes"]
["1/16\"","BULKHEAD UNION","CBU - 1","100-61","1 BC 1","1-1 WBZ","1 BU","/","/"]
["1/8\"","BULKHEAD UNION","CBU -2","200-61","2 BC 2","2-2 WBZ","2 BU",80,31]
["3/16\"","BULKHEAD UNION","CBU - 3","300-61","3 BC 3","3-3 WBZ","3 BU",50,44]
["1/4\"","BULKHEAD UNION","CBU - 4","400-61","4 BC 4","4-4 WBZ","4 BU",50,51]
["5/16\"","BULKHEAD UNION","CBU - 5","500-61","5 BC 5","5-5 WBZ","5 BU",40,67]
["3/8\"","BULKHEAD UNION","CBU - 6","600-61","6 BC 6","6-6 WBZ","6 BU ",30,79]
["1/2\"","BULKHEAD UNION","CBU - 8","810-61","8 BC 8","8-8 WBZ","8 BU",40,135]
["5/8\"","BULKHEAD UNION","CBU - 10","1010-61","10 BC 10","10-10 WBZ","10 BU",20,181]
["3/4\"","BULKHEAD UNION","CBU - 12","1210-61","12 BC 12","12-12 WBZ","12 BU",20,232]
["7/8\"","BULKHEAD UNION","CBU - 14","/","14 BC 14","14-14 WBZ","14 BU",15]
["1\"","BULKHEAD UNION","CBU - 16","1610-61","16 BC 16","16-16 WBZ","16 BU",10,429]
["1 1/4\"","BULKHEAD UNION","CBU - 20","2000-61","/","/","/","/","/"]
["1 1/2\"","BULKHEAD UNION","CBU - 24","2400-61","/","/","/","/","/"]
["2\"","BULKHEAD UNION","CBU - 32","3200-61","/","/","/","/","/"]
[]
["Metric Tubes"]
["3mm","BULKHEAD UNION","CBU - 3M","3MO-61","BCM3","/","3BU-316/MM","/","/"]
["4mm","BULKHEAD UNION","CBU - 4M","4MO-61","BCM4","/","/","/","/"]
["6mm","BULKHEAD UNION","CBU - 6M","6MO-61","BCM6","/","6BU-316/MM","/","/"]
["8mm","BULKHEAD UNION","CBU - 8M","8MO-61","BCM8","/","8BU-316/MM","/","/"]
["10mm","BULKHEAD UNION","CBU - 10M","10MO-61","BCM10","/","10BU-316/MM","/","/"]
["12mm","BULKHEAD UNION","CBU - 12M","12MO-61","BCM12","/","12BU-316/MM","/","/"]
["15mm","BULKHEAD UNION","CBU - 15M","15MO-61","BCM15","/","/","/","/"]
["16mm","BULKHEAD UNION","CBU - 16M","16MO-61","BCM16","/","16BU-316/MM","/","/"]
["18mm","BULKHEAD UNION","CBU - 18M","18MO-61","BCM18","/","18BU-316/MM","/","/"]
["20mm","BULKHEAD UNION","CBU - 20M","20MO-62","/","/","/","/","/"]
["22mm","BULKHEAD UNION","CBU - 22M","/","/","/","22BU-316/MM","/","/"]
["25mm","BULKHEAD UNION","CBU - 25M","/","/","/","25BU-316/MM","/","/"]
["32mm ","BULKHEAD UNION","CBU - 32M","32MO-64","/","/","/","/","/"]
["38mm ","BULKHEAD UNION","CBU - 38M","38MO-65","/","/","/","/","/"]
[]
["Fractional Tubes"]
["1/16\"","UNION CROSS","CXA - 1","/","/","/","1 C","/","/"]
["1/8\"","UNION CROSS","CXA - 2","200-4","2 ECR 2","2 KBZ","2 C",15,46]
["3/16\"","UNION CROSS","CXA - 3","/","3 ECR 3","3 KBZ","3 C ",15,"/"]
["1/4\"","UNION CROSS","CXA - 4","400-4","4 ECR 4","4 KBZ","4 C",10,77]
["5/16\"","UNION CROSS","CXA - 5","500-4","5 ECR 5","5 KBZ ","5 C",10,"/"]
["3/8\"","UNION CROSS","CXA - 6","600-4","6 ECR 6","6 KBZ","6 C",5,118]
["1/2\"","UNION CROSS","CXA - 8","810-4","8 ECR 8","8 KBZ","8 C",10,218]
["5/8\"","UNION CROSS","CXA - 10","/","10 ECR 10","10 KBZ","10 C",10,"/"]
["3/4\"","UNION CROSS","CXA - 12","1210-4","12 ECR 12","12 KBZ","12 C ",5,318]
["7/8\"","UNION CROSS","CXA - 14","/","14 ECR 14","14 KBZ","14 C",5,"/"]
["1\"","UNION CROSS","CXA - 16","1610-4","16 ECR 16","16 KBZ","16 C",4,653]
[]
["Metric Tubes"]
["3mm","UNION CROSS","CXA - 3M","3MO-4","ECR M3","/","3C-316/MM",15,46]
["6mm","UNION CROSS","CXA - 6M","6MO-4","ECR M6","/","6C-316/MM",10,77]
["8mm","UNION CROSS","CXA - 8M","8MO-4","ECR M8","/","8C-316/MM",10,"/"]
["10mm","UNION CROSS","CXA - 10M","10MO-4","ECR M10","/","10C-316/MM",5,118]
["12mm","UNION CROSS","CXA - 12M","12MO-4","ECR M12","/","12C-316/MM",10,218]
["16mm","UNION CROSS","CXA - 16M","16MO-4","ECR M16","/","16C-316/MM",10,"/"]
["18mm","UNION CROSS","CXA - 18M","18MO-4","ECR M18","/","18C-316/MM",5,"/"]
["20mm","UNION CROSS","CXA - 20M","20MO-4","/","/","/","/","/"]
["25mm","UNION CROSS","CXA - 25M","25MO-4","/","/","25C-316/MM","/","/"]
[]
["Fractional Tubes"]
["1/16\"","UNION ELBOW","CLA - 1","100-9","1 EE 1","1-1 EBZ","1 LU","/","/"]
["1/8\"","UNION ELBOW","CLA - 2","200-9","2 EE2 ","2-2 EBZ","2LU",60,30]
["3/16\"","UNION ELBOW","CLA - 3","300-9","3 EE 3","3-3 EBZ","3 LU",60,42]
["1/4\"","UNION ELBOW","CLA - 4","400-9","4 EE 4","4-4 EBZ","4 LU",50,47]
["5/16\"","UNION ELBOW","CLA - 5","500-9","5 EE 5","5-5 EBZ","5 LU",40,62]
["3/8\"","UNION ELBOW","CLA - 6","600-9","6 EE 6","6-6 EBZ","6 LU",30,72]
["1/2\"","UNION ELBOW","CLA - 8","810-9","8 EE 8","8-8 EBZ"," 8 LU",50,134]
["5/8\"","UNION ELBOW"," CLA - 10","1010-9","10 EE 10","10-10 EBZ","10 LU",30,174]
["3/4\"","UNION ELBOW","CLA - 12","1210-9","12 EE 12","12-12 EBZ"," 12 LU",20,210]
["7/8\"","UNION ELBOW","CLA - 14","1410-9","14 EE 14","14-14 EBZ","14 LU",15,282]
["1\"","UNION ELBOW","CLA - 16","1610-9","16 EE 16","16-16 EBZ","16 LU",10,362]
["1 1/4\"","UNION ELBOW","CLA - 20","2000-9","/","/","/","/","/"]
["1 1/2\"","UNION ELBOW","CLA - 24","2400-9","/","/","/","/","/"]
["2\"","UNION ELBOW"," CLA - 32","3200-9","/","/","/","/","/"]
[]
["Metric Tubes"]
["2mm ","UNION ELBOW","CLA - 2M","/","/","/","/","/","/"]
["3mm","UNION ELBOW","CLA - 3M","3MO-9","EEM3","/","3LU-316/MM",60,30]
["4mm","UNION ELBOW","CLA - 4M ","4MO-9","EEM4","/","/",60,42]
["6mm","UNION ELBOW","CLA -6M","6MO-9","EEM6","/","6LU-316/MM",50,47]
["8mm","UNION ELBOW","CLA - 8M","8MO-9","EEM8","/","8LU-316/MM",40,62]
["10mm","UNION ELBOW","CLA - 10M","10MO-9","EEM10","/","10LU-316/MM",25,72]
["12mm","UNION ELBOW","CLA - 12M","12MO-9","EEM12","/","12LU-316/MM",50,134]
["15mm","UNION ELBOW","CLA - 15M","15MO-9","EEM15","/","/",30,"/"]
["16mm","UNION ELBOW","CLA - 16M","16MO-9","EEM16","/","16LU-316/MM",30,174]
["18mm","UNION ELBOW","CLA - 18M","18MO-9","EEM18","/","18LU-316/MM",20,"/"]
["20mm","UNION ELBOW","CLA - 20M","20MO-9","EEM20","/","/",15,210]
["22mm","UNION ELBOW","CLA - 22M","22MO-9","EEM22","/","22LU-316/MM",15,282]
["25mm","UNION ELBOW","CLA - 25M","25MO-9","EEM25","/","25LU-316/MM",10,362]
["28mm","UNION ELBOW","CLA - 28M","28MO-9","/","/","/","/","/"]
["32mm ","UNION ELBOW","CLA - 32M","32MO-9","/","/","/","/","/"]
["38mm ","UNION ELBOW","CLA - 38M","38MO-9","/","/","/","/","/"]
[]
["Fractional Tubes"]
["1/16\"","UNION TEE","CTA - 1","100-3","1 EE 1","1-1-1 JBZ","1 TTT",null,18]
["1/8\"","UNION TEE","CTA - 2","200-3","2 EE 2","2-2-2 JBZ","2 TTT",40,41]
["3/16\"","UNION TEE","CTA - 3","300-3","3 EE 3","3-3-3 JBZ","3 TTT",40,50]
["1/4\"","UNION TEE","CTA - 4","400-3","4 EE 4","4-4-4 JBZ","4 TTT",35,64]
["5/16\"","UNION TEE","CTA - 5","500-3","5 EE 5","5-5-5 JBZ","5 TTT",25,75]
["3/8\"","UNION TEE","CTA - 6","600-3","6 EE 6","6-6-6 JBZ","6 TTT",20,97]
["1/2\"","UNION TEE","CTA - 8","810-3","8 EE 8","8-8-8 JBZ","8 TTT",25,173]
["5/8\"","UNION TEE","CTA - 10","1010-3","10 EE 10","10-10-10 JBZ","10 TTT",20,230]
["3/4\"","UNION TEE","CTA - 12","1210-3","12 EE 12","12-12-12 JBZ","12 TTT",10,264]
["7/8\"","UNION TEE","CTA - 14","1410-3","14 EE 14","14-14-14 JBZ","14 TTT",10,"/"]
["1\"","UNION TEE","CTA - 16","1610-3","16 EE 16","16-16-16 JBZ","16 TTT",6,539]
["1 1/4\"","UNION TEE","CTA - 20","2000-3","/","/","/","/","/"]
["1 1/2\"","UNION TEE","CTA - 24","2400-3","/","/","/","/","/"]
["2\"","UNION TEE","CTA - 32","3200-3","/","/","/","/","/"]
[]
["Metric Tube"]
["2mm ","UNION TEE","CTA - 2M","2MO-3","/","/","/","/","/"]
["3mm","UNION TEE","CTA - 3M","3MO-3","ETM3","/","3TT-316/MM",40,41]
["4mm","UNION TEE","CTA - 4M ","4MO-3","ETM4","/","/",40,50]
["6mm","UNION TEE","CTA - 6M","6MO-3","ETM6","/","6TTT-316/MM",35,64]
["8mm","UNION TEE","CTA - 8M","8MO-3","ETM8","/","8TTT-316/MM",25,75]
["10mm","UNION TEE","CTA - 10M","10MO-3","ETM10","/","10TTT-316/MM",20,97]
["12mm","UNION TEE","CTA - 12M","12MO-3","ETM12","/","12TTT-316/MM",25,173]
["15mm","UNION TEE","CTA - 15M","15MO-3","ETM15","/","/",20,"/"]
["16mm","UNION TEE","CTA - 16M","16MO-3","ETM16","/","16TTT-316/MM",20,230]
["18mm","UNION TEE","CTA - 18M","18MO-3","ETM18","/","18TTT-316/MM",10,"/"]
["20mm","UNION TEE","CTA - 20M","20MO-3","ETM20","/","/",10,284]
["22mm","UNION TEE","CTA - 22M","22MO-3","ETM22","/","22TTT-316/MM",10,"/"]
["25mm","UNION TEE","CTA - 25M","25MO-3","ETM25","/","25TTT-316/MM",6,539]
["28mm","UNION TEE","CTA - 28M","28MO-3","/","/","/","/","/"]
["32mm ","UNION TEE","CTA - 32M","32MO-3","/","/","/","/","/"]
["38mm ","UNION TEE","CTA - 38M","38MO-3","/","/","/","/","/"]
[]
["Fractional Tube to Female NPT Thread"]
["1/16\" | 1/16\"","MALE CONNECTOR","CMC 1-1N","100-1-1","1 MSC 1N","1-1 FBZ","1 CM 1","/",8]
["1/16\" | 1/8\"","MALE CONNECTOR","CMC 1-2N","100-1-2","1 MSC 2N ","1-2 FBZ","1 CM 2","/",20]
["1/16\" | 1/4\"","MALE CONNECTOR","CMC 1-4N","100-1-4","1 MSC 4N","/","1 CM 4","/","/"]
["1/8\" | 1/16\"","MALE CONNECTOR","CMC 2-1N","200-1-1","2 MSC 1N","2-1 FBZ","2 CM 1","/",17]
["1/8\" | 1/8\"","MALE CONNECTOR","CMC 2-2N","200-1-2","2 MSC 2N ","2-2 FBZ","2 CM 2",100,19]
["1/8\" | 1/4\"","MALE CONNECTOR","CMC 2-4N","200-1-4","2 MSC 4N","2-4 FBZ","2 CM 4",80,34]
["1/8\" | 3/8\"","MALE CONNECTOR","CMC 2-6N","200-1-6","2 MSC 6N","2-6 FBZ","/",50,"/"]
["1/8\" | 1/2\"","MALE CONNECTOR","CMC 2-8N","200-1-8","/","/","/",25,62]
["3/16\" | 1/8\"","MALE CONNECTOR","CMC 3-2N","300-1-2","3 MSC 2N","3-2 FBZ","3 CM 2",100,21]
["3/16\" | 1/4\"","MALE CONNECTOR","CMC 3-4N","300-1-4","3 MSC 4N","3-4 FBZ","3 CM 4",80,36]
["1/4\" | 1/16\"","MALE CONNECTOR","CMC 4-1N","400-1-1","4 MSC 1N","4-1 FBZ","4 CM 1","/",24]
["1/4\" | 1/8\"","MALE CONNECTOR","CMC 4-2N","400-1-2","4 MSC 2N","4-2 FBZ","4 CM 2",80,24]
["1/4\" | 1/4\"","MALE CONNECTOR","CMC 4-4N","400-1-4","4 MSC 2N","4-4 FBZ","4 CM 4",80,64]
["1/4\" | 3/8\"","MALE CONNECTOR","CMC 4-6N","400-1-6","4 MSC 4N","4-6 FBZ","4 CM 6",50,55]
["1/4\" | 1/2\"","MALE CONNECTOR","CMC 4-8N","400-1-8","4 MSC 8N","4-8 FBZ","4 CM 8",25,102]
["1/4\" | 3/4\"","MALE CONNECTOR","CMC 4-12N","400-1-12","/","/","4 CM 12",15,132]
["5/16\" | 1/8\"","MALE CONNECTOR","CMC 5-2N","500-1-2","5 MSC 2N","5-2 FBZ","/",80,31]
["5/16\" | 1/4\"","MALE CONNECTOR","CMC 5-4N","500-1-4","5 MSC 4N","5-4 FBZ","/",80,39]
["5/16\" | 3/8\"","MALE CONNECTOR","CMC 5-6N","500-1-6","/","/","/",50,48]
["3/8\" | 1/8\"","MALE CONNECTOR","CMC 6-2N","600-1-2","6 MSC 2N","6-2 FBZ","6 CM 2",70,38]
["3/8\" | 1/4\"","MALE CONNECTOR","CMC 6-4N","600-1-4","6 MSC 4N","6-4 FBZ","6 CM 4",50,43]
["3/8\" | 3/8\"","MALE CONNECTOR","CMC 6-6N","600-1-6","6 MSC 6N","6-6 FBZ","6 CM 6",50,56]
["3/8\" | 1/2\"","MALE CONNECTOR","CMC 6-8N","600-1-8","6 MSC 8N","6-8 FBZ","6 CM 8",25,99]
["3/8\" | 3/4\"","MALE CONNECTOR","CMC 6-12N","600-1-12","/","6-12 FBZ","6 CM 12",15,141]
["1/2\" | 1/8\"","MALE CONNECTOR","CMC 8-2N","810-1-2","8 MSC 2N","8-2 FBZ","8 CM 2",70,"/"]
["1/2\" | 1/4\"","MALE CONNECTOR","CMC 8-4N","810-1-4","8 MSC 4N","8-4 FBZ","8 CM 4",70,65]
["1/2\" | 3/8\"","MALE CONNECTOR","CMC 8-6N","810-1-6","8 MSC 6N","8-6 FBZ","8 CM 6",65,73]
["1/2\" | 1/2\"","MALE CONNECTOR","CMC 8-8N","810-1-8","8 MSC 8N","8-8 FBZ","8 CM 8",60,89]
["1/2\" | 3/4\"","MALE CONNECTOR","CMC 8-12N","810-1-12","8 MSC 12N","8-12 FBZ","8 CM 12",35,150]
["1/2\" | 1\"","MALE CONNECTOR","CMC 8-16N","810-1-16","8 MSC 16N","8-16 FBZ","8 CM 16",20,"/"]
["5/8\" | 3/8\"","MALE CONNECTOR","CMC 10-6N","1010-1-6","10 MSC 6N","10-6 FBZ","10 CM 6",35,95]
["5/8\" | 1/2\"","MALE CONNECTOR","CMC 10-8N","1010-1-8","10 MSC 8N","10-8 FBZ","10 CM 8",35,107]
["5/8\" | 3/4\"","MALE CONNECTOR","CMC 10-12N","1010-1-12","/","10-12 FBZ","10 CM 12",35,147]
["3/4\" | 1/2\"","MALE CONNECTOR","CMC 12-8N","1210-1-8","12 MSC 8N","12-8 FBZ","12 CM 8",35,130]
["3/4\" | 3/4\"","MALE CONNECTOR","CMC 12-12N","1210-1-12","12 MSC 12N","12-12 FBZ","12 CM 12",30,140]
["3/4\" | 1\"","MALE CONNECTOR","CMC 12-16N","1210-1-16","/","12-16 FBZ","12 CM 16",20,"/"]
["7/8\" | 3/4\"","MALE CONNECTOR","CMC 14-12N","1410-1-12","14 MSC 12N","14-12 FBZ","14 CM 12",20,161]
["7/8\" | 1\"","MALE CONNECTOR","CMC 14-16N","1410-1-16","/","/","/",20,"/"]
["1\" | 1/2\"","MALE CONNECTOR","CMC 16-8N","1610-1-8","16 MSC 8N","16-8 FBZ","16 CM 8",20,210]
["1\" | 3/4\"","MALE CONNECTOR","CMC 16-12N","1610-1-12","16 MSC 12N","16-12 FBZ","16 CM 12",20,238]
["1\" | 1\"","MALE CONNECTOR","CMC 16-16N","1610-1-16","16 MSC 16N","16-16 FBZ","16 CM 16",20,284]
["1 1/4\" | 1\"","MALE CONNECTOR","CMC 20-16N","2000 1 -16","/","/","/","/","/"]
["1 1/4\" | 1 1/4\"","MALE CONNECTOR","CMC 20-20N","2000 1 -20","/","/","/","/","/"]
["1 1/2\" | 1 1/2\"","MALE CONNECTOR","CMC 24-24N","2400 1 -24","/","/","/","/","/"]
["2\" | 2\"","MALE CONNECTOR","CMC 32-32N","3200 1-32","/","/","/","/","/"]
[]
["Metric Tube to Female NPT Thread"]
["2mm | 1/8\"","MALE CONNECTOR","CMC 2M-2N","/","/","/","/","/","/"]
["3mm | 1/8\"","MALE CONNECTOR","CMC 3M-2N","3MO-1-2","M3MSC1/8N","/","3CM2-316/MM E",100,17]
["3mm | 1/4\"","MALE CONNECTOR","CMC 3M-4N","3MO-1-4","M3MSC1/4N","/","3CM4-316/MM E",80,"/"]
["4mm | 1/8\"","MALE CONNECTOR","CMC 4M-2N","4MO-1-2","M4MSC1/8N","/","/",100,21]
["4mm | 1/4\"","MALE CONNECTOR","CMC 4M-4N","4MO-1-4","M4MSC1/4N","/","/",80,36]
["6mm | 1/8\"","MALE CONNECTOR","CMC 6M-2N","6MO-1-2","M6MSC1/8N","/","6CM2-316/MM E",80,24]
["6mm | 1/4\"","MALE CONNECTOR","CMC 6M-4N","6MO-1-4","M6MSC1/4N","/","6CM4-316/MM E",80,64]
["6mm | 3/8\"","MALE CONNECTOR","CMC 6M-6N","6MO-1-6","M6MSC3/8N","/","6CM6-316/MM E",50,55]
["6mm | 1/2\"","MALE CONNECTOR","CMC 6M-8N","6MO-1-8","M6MSC1/2N","/","6CM8-316/MM E",25,102]
["8mm | 1/8\"","MALE CONNECTOR","CMC 8M-2N","8MO-1-2","M8MSC1/8N","/","8CM2-316/MM E",80,31]
["8mm | 1/4\"","MALE CONNECTOR","CMC 8M-4N","8MO-1-4","M8MSC1/4N","/","8CM4-316/MM E",60,39]
["8mm | 3/8\"","MALE CONNECTOR","CMC 8M-6N","8M0-1-6","M8MSC3/8N","/","8CM6-316/MM E",50,48]
["8mm | 1/2\"","MALE CONNECTOR","CMC 8M-8N","8M0-1-8","M8MSC1/2N","/","8CM8-316/MM E",25,"/"]
["10mm | 1/8\"","MALE CONNECTOR","CMC 10M-2N","10MO-1-2","M10MSC1/8N","/","10CM2-316/MM E",50,38]
["10mm | 1/4\"","MALE CONNECTOR","CMC 10M-4N","10MO-1-4","M10MSC1/4N","/","10CM4-316/MM E",50,43]
["10mm | 3/8\"","MALE CONNECTOR","CMC 10M-6N","10MO-1-6","M10MSC3/8N","/","10CM6-316/MM E",50,56]
["10mm | 1/2\"","MALE CONNECTOR","CMC 10M-8N","10MO-1-8","M10MSC1/2N","/","10CM8-316/MM E",25,99]
["12mm | 1/4\"","MALE CONNECTOR","CMC 12M-4N","12MO-1-4","M12MSC1/4N","/","12CM4-316/MM E",70,65]
["12mm | 3/8\"","MALE CONNECTOR","CMC 12M-6N","12M0-1-6","M12MSC3/8N","/","12CM6-316/MM E",65,"/"]
["12mm | 1/2\"","MALE CONNECTOR","CMC 12M-8N","12MO-1-8","M12MSC1/2N","/","12CM8-316/MM E",60,89]
["12mm | 3/4\"","MALE CONNECTOR","CMC 12M-12N","12MO-1-12","M12MSC3/4N","/","12CM12-316/MM E",35,150]
["15mm | 1/2\"","MALE CONNECTOR","CMC 15M-8N","15MO-1-8","M15MSC1/2N","/","/",35,"/"]
["16mm | 1/4\"","MALE CONNECTOR","CMC 16M-4N","16MO-1-4","M16MSC1/4N","/","/",40,"/"]
["16mm | 3/8\"","MALE CONNECTOR","CMC 16 M-6N","16MO-1-6","M16MSC3/8N","/","16 CM6-316/MM E",35,95]
["16mm | 1/2\"","MALE CONNECTOR","CMC 16M-8N","16MO-1-8","M16MSC1/2N","/","16CM8-316/MM E",35,107]
["16mm | 3/4\"","MALE CONNECTOR","CMC 16M-12N","16MO-1-12","M16MSC3/4N","/","16CM12-316/ MME",35,147]
["18mm | 1/2\"","MALE CONNECTOR","CMC 18M-8N","18MO-1-8","M18MSC1/2N","/","18CM8-316/MM E",30,"/"]
["18mm | 3/4\"","MALE CONNECTOR","CMC 18M-12N","18MO-1-12","M18MSC3/4N","/","18CM12-316/MM E",30,"/"]
["20mm | 1/2\"","MALE CONNECTOR","CMC 20M-8N","20MO-1-8","M20MSC1/2N","/","/",35,130]
["20mm | 3/4\"","MALE CONNECTOR","CMC 20M-12N","20MO-1-12","M20MSC3/4N","/","/",30,140]
["22mm | 3/4\"","MALE CONNECTOR","CMC 22M-12N","22MO-1-12","M22MSC3/4N","/","22CM12-316/MM E",30,161]
["22mm | 1\"","MALE CONNECTOR","CMC 22M-16N","22MO-1-16","M22MSC1N","/","22CM16-316/MM E",20,"/"]
["25mm | 3/4\"","MALE CONNECTOR","CMC 25M-12N","25MO-1-12","M25MSC3/4N","/","25CM12-316/MM E",20,238]
["25mm | 1\"","MALE CONNECTOR","CMC 25M-16N","25MO-1-16","M25MSC1N","/","25CM16-316/MME",20,284]
["28mm | 1\"","MALE CONNECTOR","CMC 28M-16N","28MO-1-16","/","/","/","/","/"]
["28mm | 1 1/4\"","MALE CONNECTOR","CMC 28M-20N","28MO-1-20","/","/","/","/","/"]
["32mm | 1 1/4\"","MALE CONNECTOR","CMC 32M-20N","32MO-1-20","/","/","/","/","/"]
["38mm | 1 1/2\"","MALE CONNECTOR","CMC 38M-24N","38MO-1-24","/","/","/","/","/"]
[]
["Metric Tube to ISO Tapered Thread"]
["2mm | 1/8\"","MALE CONNECTOR","CMC 2M-2R","2MO-1-2RT","/","/","/","/","/"]
["3mm | 1/8\"","MALE CONNECTOR","CMC 3M-2R","3MO-1-2RT","/","/","3CM2-316/MM RT",100,17]
["3mm | 1/4\"","MALE CONNECTOR","CMC 3M-4R","3MO-1-4RT","/","/","3CM4-316/MM RT",80,"/"]
["4mm | 1/8\"","MALE CONNECTOR","CMC 4M-2R","4MO-1-2RT","/","/","/",100,21]
["4mm | 1/4\"","MALE CONNECTOR","CMC 4M-4R","4MO-1-4RT","/","/","/",80,36]
["6mm | 1/8\"","MALE CONNECTOR","CMC 6M-2R","6MO-1-2RT","/","/","6CM2-316/MM RT",80,24]
["6mm | 1/4\"","MALE CONNECTOR","CMC 6M-4R","6MO-1-4RT","/","/","6CM4-316/MM RT",80,64]
["6mm | 3/8\"","MALE CONNECTOR","CMC 6M-6R","6MO-1-6RT","/","/","6CM6-316/MM RT",50,55]
["6mm | 1/2\"","MALE CONNECTOR","CMC 6M-8R","6MO-1-8RT","/","/","6CM8-316/MM RT",25,102]
["8mm | 1/8\"","MALE CONNECTOR","CMC 8M-2R","8MO-1-2RT","/","/","8CM2-316/MM RT",80,31]
["8mm | 1/4\"","MALE CONNECTOR","CMC 8M-4R","8MO-1-4RT","/","/","8CM4-316/MM RT",60,39]
["8mm | 3/8\"","MALE CONNECTOR","CMC 8M-6R","8MO-1-6RT","/","/","8CM6-316/MM RT",50,48]
["8mm | 1/2\"","MALE CONNECTOR","CMC 8M-8R","8MO-1-8RT","/","/","8CM8-316/MM RT",25,"/"]
["10mm | 1/8\"","MALE CONNECTOR","CMC 10M-2R","10MO-1-2RT","/","/","10CM2-316/MM RT",50,38]
["10mm | 1/4\"","MALE CONNECTOR","CMC 10M-4R","10MO-1-4RT","/","/","10CM4-316/MM RT",50,43]
["10mm | 3/8\"","MALE CONNECTOR","CMC 10M-6R","10MO-1-6RT","/","/","10CM6-316/MM RT",50,56]
["10mm | 1/2\"","MALE CONNECTOR","CMC 10M-8R","10MO-1-8RT","/","/","10CM8-316/MM RT",25,99]
["12mm | 1/4\"","MALE CONNECTOR","CMC 12M-4R","12MO-1-4RT","/","/","12CM4-316/MM RT",70,65]
["12mm | 3/8\"","MALE CONNECTOR","CMC 12M-6R","12MO-1-6RT","/","/","12CM6-316/MM RT",65,"/"]
["12mm| 1/2\"","MALE CONNECTOR","CMC 12M-8R","12MO-1-8RT","/","/","12CM8-316/MM RT",60,89]
["12mm | 3/4\"","MALE CONNECTOR","CMC 12M-12R","12MO-1-12RT","/","/","12CM12-316/MM RT",35,150]
["15mm | 1/2\"","MALE CONNECTOR","CMC 15M-8R","15MO-1-8RT","/","/","/",35,"/"]
["16mm | 1/4\"","MALE CONNECTOR","CMC 16M-4R","16MO-1-4RT","/","/","/",40,"/"]
["16mm | 3/8\"","MALE CONNECTOR","CMC 16M-6R","16MO-1-6RT","/","/","16CM6-316/MM RT",35,95]
["16mm | 1/2\"","MALE CONNECTOR","CMC 16M-8R","16MO-1-8RT","/","/","16CM8-316/MM RT",35,107]
["16mm | 3/4\"","MALE CONNECTOR","CMC 16M-12R","16MO-1-12RT","/","/","16CM12-316/MM RT",35,147]
["18mm | 1/2\"","MALE CONNECTOR","CMC 18M-8R","18MO-1-8RT","/","/","18CM8-316/MM RT",30,"/"]
["18mm | 3/4\"","MALE CONNECTOR","CMC 18M-12R","18MO-1-12RT","/","/","18CM12-316/MM RT",30,"/"]
["20mm | 1/2\"","MALE CONNECTOR","CMC 20M-8R","20MO-1-8RT","/","/","/",35,130]
["20mm | 3/4\"","MALE CONNECTOR","CMC 20M-12R","20MO-1-12RT","/","/","/",30,140]
["22mm | 3/4\"","MALE CONNECTOR","CMC 22M-12R","22MO-1-12RT","/","/","22CM12-316/MM RT",30,161]
["22mm | 1\"","MALE CONNECTOR","CMC 22M-16R","22MO-1-16RT","/","/","22CM16-316/MM RT",20,"/"]
["25mm | 3/4\"","MALE CONNECTOR","CMC 25M-12R","25MO-1-12RT","/","/","25CM12-316/MM RT",20,238]
["25mm | 1\"","MALE CONNECTOR","CMC 25M-16R","25MO-1-16RT","/","/","25CM16-316/MM RT",20,284]
["28mm | 1\"","MALE CONNECTOR","CMC 28M-16R","28MO-1-16RT","/","/","/","/","/"]
["28mm | 1 1/4\"","MALE CONNECTOR","CMC 28M-20R","28MO-1-20RT","/","/","/","/","/"]
["32mm | 1 1/4\"","MALE CONNECTOR","CMC 32M-20R","32MO-1-20RT","/","/","/","/","/"]
["38mm | 1 1/2\"","MALE CONNECTOR","CMC 38M-24R","38MO-1-24RT","/","/","/","/","/"]
[]
["Metric Tube to Female ISO Parallel Thread"]
["2mm | 1/8\"","MALE CONNECTOR FOR BONDED WASHER SEAL","CMC 2M-2G","2MO-1-2RS","/","/","/","/","/"]
["3mm | 1/8\"","MALE CONNECTOR FOR BONDED WASHER SEAL","CMC 3M-2G","3MO-1-2RS","/","/","3CM2-316/MM RS",80,17]
["3mm | 1/4\"","MALE CONNECTOR FOR BONDED WASHER SEAL","CMC 3M-4G","3MO-1-4RS","/","/","3CM4-316/MM RS",60]
["4mm | 1/8\"","MALE CONNECTOR FOR BONDED WASHER SEAL","CMC 4M-2G","4MO-1-2RS","/","/","4CM2-316/MM RS",80,21]
["6mm | 1/8\"","MALE CONNECTOR FOR BONDED WASHER SEAL","CMC 6M-2G","6MO-1-2RS","/","/","6CM2-316/MM RS",80,24]
["6mm | 1/4\"","MALE CONNECTOR FOR BONDED WASHER SEAL","CMC 6M-4G","6MO-1-4RS","/","/","6CM4-316/MM RS",80,64]
["6mm | 3/8\"","MALE CONNECTOR FOR BONDED WASHER SEAL","CMC 6M-6G","6MO-1-6RS","/","/","6CM6-316/MM RS",50,55]
["6mm | 1/2\"","MALE CONNECTOR FOR BONDED WASHER SEAL","CMC 6M-8G","6MO-1-8RS","/","/","6CM8-316/MM RS",25,102]
["8mm | 1/8\"","MALE CONNECTOR FOR BONDED WASHER SEAL","CMC 8M-2G","8MO-1-2RS","/","/","8CM2-316/MM RS",80,31]
["8mm | 1/4\"","MALE CONNECTOR FOR BONDED WASHER SEAL","CMC 8M-4G","8MO-1-4RS","/","/","8CM4-316/MM RS",60,39]
["8mm | 3/8\"","MALE CONNECTOR FOR BONDED WASHER SEAL","CMC 8M-6G","8MO-1-6RS","/","/","8CM6-316/MM RS",50,48]
["8mm | 1/2\"","MALE CONNECTOR FOR BONDED WASHER SEAL","CMC 8M-8G","8MO-1-8RS","/","/","8CM8-316/MM RS",25,"/"]
["10mm | 1/4\"","MALE CONNECTOR FOR BONDED WASHER SEAL","CMC 10M-4G","10MO-1-4RS","/","/","10CM4-316/MM RS",50,43]
["10mm | 3/8\"","MALE CONNECTOR FOR BONDED WASHER SEAL","CMC 10M-6G","10MO-1-6RS","/","/","10CM6-316/MM RS",50,56]
["10mm | 1/2\"","MALE CONNECTOR FOR BONDED WASHER SEAL","CMC 10M-8G","10MO-1-8RS","/","/","10CM8-316/MM RS",25,99]
["12mm | 1/4\"","MALE CONNECTOR FOR BONDED WASHER SEAL","CMC 12M-4G","12MO-1-4RS","/","/","12CM4-316/MM RS",60,65]
["12mm | 3/8\"","MALE CONNECTOR FOR BONDED WASHER SEAL","CMC 12M-6G","12MO-1-6RS","/","/","12CM6-316/MM RS",60,"/"]
["12mm | 1/2\"","MALE CONNECTOR FOR BONDED WASHER SEAL","CMC 12M-8G","12MO-1-8RS","/","/","12CM8-316/MM RS",60,89]
["12mm | 3/4\"","MALE CONNECTOR FOR BONDED WASHER SEAL","CMC 12M-12G","12MO-1-12RS","/","/","12CM12-316/MM RS",35,150]
["16mm | 3/8\"","MALE CONNECTOR FOR BONDED WASHER SEAL","CMC 16M-6G","16MO-1-6RS","/","/","16CM6-316/MM RS",35,95]
["16mm | 1/2\"","MALE CONNECTOR FOR BONDED WASHER SEAL","CMC 16M-8G","16MO-1-8RS","/","/","16CM8-316/MM RS",30,107]
["18mm | 1/2\"","MALE CONNECTOR FOR BONDED WASHER SEAL","CMC 18M-8G","18MO-1-8RS","/","/","18CM8-316/MM RS",30,"/"]
["18mm | 3/4\"","MALE CONNECTOR FOR BONDED WASHER SEAL","CMC 18M-12G","18MO-1-12RS","/","/","18CM12-316/MM RS",25,"/"]
["20mm | 1/2\"","MALE CONNECTOR FOR BONDED WASHER SEAL","CMC 20M-8G","20MO-1-8RS","/","/","/",30,130]
["20mm | 3/4\"","MALE CONNECTOR FOR BONDED WASHER SEAL","CMC 20M-12G","20MO-1-12RS","/","/","/",25,140]
["22mm | 3/4\"","MALE CONNECTOR FOR BONDED WASHER SEAL","CMC 22M-12G","22MO-1-12RS","/","/","22CM12-316/MM RS",25,161]
["22mm | 1\"","MALE CONNECTOR FOR BONDED WASHER SEAL","CMC 22M-16G","22MO-1-16RS","/","/","22CM16-316/MM RS",20,"/"]
["25mm | 3/4\"","MALE CONNECTOR FOR BONDED WASHER SEAL","CMC 25M-12G","25MO-1-12RS","/","/","25CM12-316/MM RS",20,238]
["25mm | 1\"","MALE CONNECTOR FOR BONDED WASHER SEAL","CMC 25M-16G","25MO-1-16RS","/","/","25CM16-316/MM RS",20,284]
["28mm | 1\"","MALE CONNECTOR FOR BONDED WASHER SEAL","CMC 28M-16G","28MO-1-16RS","/","/","/","/","/"]
["28mm | 1 1/4\"","MALE CONNECTOR FOR BONDED WASHER SEAL","CMC 28M-20G","28MO-1-20RS","/","/","/","/","/"]
["32mm | 1 1/4\"","MALE CONNECTOR FOR BONDED WASHER SEAL","CMC 32M-20G","32MO-1-20RS","/","/","/","/","/"]
["38mm | 1 1/2\"","MALE CONNECTOR FOR BONDED WASHER SEAL","CMC 38M-24G","38MO-1-24RS","/","/","/","/","/"]
[]
["Metric Tube to Female ISO Parallel Thread"]
["3mm | 1/8\"","MALE CONNECTOR FOR METAL GASKET SEAL","COM 3M-2G","3MO-1-2RP","/","/","3CM2-316/MM RP",80,17]
["3mm | 1/4\"","MALE CONNECTOR FOR METAL GASKET SEAL","COM 3M-4G","3MO-1-4RP","/","/","3CM4-316/MM RP",60,"/"]
["4mm | 1/8\"","MALE CONNECTOR FOR METAL GASKET SEAL","COM 4M-2G","4MO-1-2RP","/","/","/",80,21]
["6mm | 1/8\"","MALE CONNECTOR FOR METAL GASKET SEAL","COM 6M-2G","6MO-1-2RP","/","/","6CM2-316/MM RP",80,24]
["6mm | 1/4\"","MALE CONNECTOR FOR METAL GASKET SEAL","COM 6M-4G","6MO-1-4RP","/","/","6CM4-316/MM RP",80,64]
["6mm | 3/8\"","MALE CONNECTOR FOR METAL GASKET SEAL","COM 6M-6G","6MO-1-6RP","/","/","6CM6-316/MM RP",50,55]
["6mm | 1/2\"","MALE CONNECTOR FOR METAL GASKET SEAL","COM 6M-8G","6MO-1-8RP","/","/","6CM8-316/MM RP",25,102]
["8mm | 1/8\"","MALE CONNECTOR FOR METAL GASKET SEAL","COM 8M-2G","8MO-1-2RP","/","/","8CM2-316/MM RP",80,31]
["8mm | 1/4\"","MALE CONNECTOR FOR METAL GASKET SEAL","COM 8M-4G","8MO-1-4RP","/","/","8CM4-316/MM RP",60,39]
["8mm | 3/8\"","MALE CONNECTOR FOR METAL GASKET SEAL","COM 8M-6G","8MO-1-6RP","/","/","8CM6-316/MM RP",50,48]
["8mm | 1/2\"","MALE CONNECTOR FOR METAL GASKET SEAL","COM 8M-8G","8MO-1-8RP","/","/","8CM8-316/MM RP",25,"/"]
["10mm | 1/4\"","MALE CONNECTOR FOR METAL GASKET SEAL","COM 10M-4G","10MO-1-4RP","/","/","10CM4-316/MM RP",50,43]
["10mm | 3/8\"","MALE CONNECTOR FOR METAL GASKET SEAL","COM 10M-6G","10MO-1-6RP","/","/","10CM6-316/MM RP",50,56]
["10mm | 1/2\"","MALE CONNECTOR FOR METAL GASKET SEAL","COM 10M-8G","10MO-1-8RP","/","/","10CM8-316/MM RP",25,99]
["12mm | 1/4\"","MALE CONNECTOR FOR METAL GASKET SEAL","COM 12M-4G","12MO-1-4RP","/","/","12CM4-316/MM RP",60,65]
["12mm | 3/8\"","MALE CONNECTOR FOR METAL GASKET SEAL","COM 12M-6G","12MO-1-6RP","/","/","12CM6-316/MM RP",60]
["12mm | 1/2\"","MALE CONNECTOR FOR METAL GASKET SEAL","COM 12M-8G","12MO-1-8RP","/","/","12CM8-316/MM RP",60,89]
["12mm | 3/4\"","MALE CONNECTOR FOR METAL GASKET SEAL","COM 12M-12G","12MO-1-12RP","/","/","12CM12-316/MM RP",35,150]
["15mm | 1/2\"","MALE CONNECTOR FOR METAL GASKET SEAL","COM 15M-8G","15MO-1-8RP","/","/","15CM8-316/MM RP","/","/"]
["16mm | 3/8\"","MALE CONNECTOR FOR METAL GASKET SEAL","COM 16M-6G","16MO-1-6RP","/","/","16CM6-316/MM RP",35,95]
["16mm | 1/2\"","MALE CONNECTOR FOR METAL GASKET SEAL","COM 16M-8G","16MO-1-8RP","/","/","16CM8-316/MM RP",30,107]
["18mm | 1/2\"","MALE CONNECTOR FOR METAL GASKET SEAL","COM 18M-8G","18MO-1-8RP","/","/","18CM8-316/MM RP",30,"/"]
["18mm | 3/4\"","MALE CONNECTOR FOR METAL GASKET SEAL","COM 18M-12G","18MO-1-12RP","/","/","18CM12-316/MM RP",25,"/"]
["20mm | 1/2\"","MALE CONNECTOR FOR METAL GASKET SEAL","COM 20M-8G","20MO-1-8RP","/","/","20CM8-316/MM RP",20,130]
["20mm | 3/4\"","MALE CONNECTOR FOR METAL GASKET SEAL","COM 20M-12G","20MO-1-12RP","/","/","/",25,140]
["22mm | 3/4\"","MALE CONNECTOR FOR METAL GASKET SEAL","COM 22M-12G","22MO-1-12RP","/","/","22CM12-316/MM RP",25,161]
["22mm | 1\"","MALE CONNECTOR FOR METAL GASKET SEAL","COM 22M-16G","22MO-1-16RP","/","/","22CM16-316/MM RP",20]
["25mm | 3/4\"","MALE CONNECTOR FOR METAL GASKET SEAL","COM 25M-12G","25MO-1-12RP","/","/","25CM12-316/MM RP",20,238]
["25mm | 1\"","MALE CONNECTOR FOR METAL GASKET SEAL","COM 25M-16G","25MO-1-16RP","/","/","25CM16-316/MM RP",20,284]
["28mm | 1\"","MALE CONNECTOR FOR METAL GASKET SEAL","COM 28M-16G","28MO-1-16RP","/","/","/","/","/"]
["28mm | 1 1/4\"","MALE CONNECTOR FOR METAL GASKET SEAL","COM 28M-20G","28MO-1-20RP","/","/","/","/","/"]
["32mm | 1 1/4\"","MALE CONNECTOR FOR METAL GASKET SEAL","COM 32M-20G","32MO-1-20RP","/","/","/","/","/"]
["32mm | 1 1/2\"","MALE CONNECTOR FOR METAL GASKET SEAL","COM 32M-24G","32MO-1-24RP","/","/","/","/","/"]
[]
["Fractional Tube to Female NPT Thread"]
["1/8\" | 1/8\"","BULKHEAD MALE CONNECTOR","CBMC 2-2N","200-11-2","2 MBC 2N","2-2 FH2BZ","2 BCM 2",80,26]
["1/4\" | 1/8\"","BULKHEAD MALE CONNECTOR","CBMC 4-2N","400-11-2","4 MBC 2N","4-2 FH2BZ","4 BCM 2",50,41]
["1/4\" | 1/4\"","BULKHEAD MALE CONNECTOR","CBMC 4-4N","400-11-4","4 MBC 2N","4-4 FH2BZ","4 BCM 4",50,49]
["3/8\" | 1/4\"","BULKHEAD MALE CONNECTOR","CBMC 6-4N","600-11-4","6 MBC 4N","6-4 FH2BZ","6 BCM 4",30,66]
["3/8\" | 3/8\"","BULKHEAD MALE CONNECTOR","CBMC 6-6N","600-11-6","6 MBC 6N","/","6 BCM 6","/","/"]
["3/8\" | 1/2\"","BULKHEAD MALE CONNECTOR","CBMC 6-8N","600-11-8","6 MBC 8N","/","6 BCM 8","/","/"]
["1/2\" | 3/8\"","BULKHEAD MALE CONNECTOR","CBMC 8-6N","810-11-6","8 MBC 6N","8-6 FH2BZ","8 BCM 6",40,"/"]
["1/2\" | 1/2\"","BULKHEAD MALE CONNECTOR","CBMC 8-8N","810-11-8","8 MBC 8N","8-8 FH2BZ","8 BCM 8",40,135]
["3/4\" | 3/4\"","BULKHEAD MALE CONNECTOR","CBMC 12-12N","1210-11-12","12 MBC 12N","/","/","/","/"]
["1\" | 1\"","BULKHEAD MALE CONNECTOR","CBMC 16-16N","1610-11-16","16 MBC 16N","/","/","/","/"]
[]
["Fractional Tube to Female NPT Thread"]
["1/16\" | 1/16\"","MALE ELBOW","CLMA 1-1N","100-2-1","1 MSEL 1N","1-1 CBZ","1 LM 1","/","/"]
["1/16\" | 1/8\"","MALE ELBOW","CLMA 1-2N","100-2-2","1 MSEL 2N","1-2 CBZ","1 LM 2","/",22]
["1/8\" | 1/16\"","MALE ELBOW","CLMA 2-1N","200-2-1","/","/","2 LM 1","/","/"]
["1/8\" | 1/8\" ","MALE ELBOW","CLMA 2-2N","200-2-2","2 MSEL 2N","2-2 CBZ","2 LM 2",50,29]
["1/8\" | 1/4\"","MALE ELBOW","CLMA 2-4N","200-2-4","2 MSEL4 N","2-4 CBZ","2 LM 4",50,45]
["3/16\" | 1/8\"","MALE ELBOW","CLMA 3-2N","300-2-2","3 MSEL 2N","3-2 CBZ","3 LM 2",50,36]
["3/16\" | 1/4\"","MALE ELBOW","CLMA 3-4N","300-2-4","/","/","3 LM 4",50,"/"]
["1/4\" | 1/16\"","MALE ELBOW","CLMA 4-1N","400-2-1","/","/","/","/","/"]
["1/4\" | 1/8\"","MALE ELBOW","CLMA 4-2N","400-2-2","4 MSEL 2N","4-2 CBZ","4 LM 2",50,37]
["1/4\" | 1/4\"","MALE ELBOW","CLMA 4-4N","400-2-4","4 MSEL 4N","4-4 CBZ","4 LM 4",50,38]
["1/4\" | 3/8\"","MALE ELBOW","CLMA 4-6N","400-2-6","4 MSEL 6N","4-6 CBZ","4 LM 6",30,67]
["1/4\" | 1/2\"","MALE ELBOW","CLMA 4-8N","400-2-8","4 MSEL 8N","4-8 CBZ","4 LM 8",15,106]
["5/16\" | 1/8\"","MALE ELBOW","CLMA 5-2N","500-2-2","5 MSEL 2N","5-2 CBZ","/",30,48]
["5/16\" | 1/4\"","MALE ELBOW","CLMA 5-4N","500-2-4","5 MSEL 4N","5-4 CBZ","/",30,56]
["5/16\" | 3/8\"","MALE ELBOW","CLMA 5-6N","500-5-6","/","/","/","/","/"]
["3/8\" | 1/8\"","MALE ELBOW","CLMA 6-2N","600-2-2","6 MSEL 2N","6-2 CBZ","6 LM 2",35,56]
["3/8\" | 1/4\"","MALE ELBOW","CLMA 6-4N","600-2-4","6 MSEL 4N","6-4 CBZ","6 LM 4",35,58]
["3/8\" | 3/8\"","MALE ELBOW","CLMA 6-6N","600-2-6","6 MSEL 6N","6-6 CBZ","6 LM 6",25,82]
["3/8\" | 1/2\"","MALE ELBOW","CLMA 6-8N","600-2-8","6 MSEL 8N","6-8 CBZ","6 LM 8",15,109]
["3/8\" | 3/4\"","MALE ELBOW","CLMA 6-12N","600-2-12","/","/","/",10,"/"]
["1/2\" | 1/4\"","MALE ELBOW","CLMA 8-4N","810-2-4","8 MSEL 4N","8-4 CBZ","8 LM 4",35,108]
["1/2\" | 3/8\"","MALE ELBOW","CLMA 8-6N","810-2-6","8 MSEL 6N","8-6 CBZ","8 LM 6",35,11]
["1/2\" | 1/2\"","MALE ELBOW","CLMA 8-8N","810-2-8","8 MSEL 8N","8-8 CBZ","8 LM 8",35,121]
["1/2\" | 3/4\"","MALE ELBOW","CLMA 8-12N","810-2-12","8 MSEL 12N","8-12 CBZ","8 LM 12",20,209]
["5/8\" | 3/8\"","MALE ELBOW","CLMA 10-6N","1010-2-6","10 MSEL 6N","10-6 CBZ","10 LM 6",20,113]
["5/8\" | 1/2\"","MALE ELBOW","CLMA 10-8N","1010-2-8","10 MSEL 8N","10-8 CBZ","10 LM 8",20,130]
["5/8\" | 3/4\"","MALE ELBOW","CLMA 10-12N","1010-2-12","/ ","10-12 CBZ","/ ",20,"/"]
["3/4\" | 1/2\"","MALE ELBOW","CLMA 12-8N","1210-2-8","12 MSEL 8N","12-8 CBZ","12 LM 8",20,187]
["3/4\" | 3/4\"","MALE ELBOW","CLMA 12-12N","1210-2-12","12 MSEL 12N","12-12 CBZ","12 LM 12",20,198]
["7/8\" | 3/4\"","MALE ELBOW","CLMA 14-12N","1410-2-12","14 MSEL 12N","14-12 CBZ","14 LM 12",20,285]
["1\" | 3/4\"","MALE ELBOW","CLMA 16-12N","1610-2-12","16 MSEL 12N ","16-12 CBZ","16 LM 12",10,"/"]
["1\" | 1\"","MALE ELBOW","CLMA 16-16N","1610-2-16","16 MSEL 16N","16-16 CBZ","16 LM 16",10,457]
["1 1/4\" | 1 1/4\"","MALE ELBOW","CLMA 20-20N","2000 2-20","/","/","/","/","/"]
["1 1/2\" | 1 1/2\"","MALE ELBOW","CLMA 24-24N","2400 2-24","/","/","/","/","/"]
["2\" | 2\"","MALE ELBOW","CLMA 32-32N","3200 2-32","/","/","/","/","/"]
[]
["Metric Tube to Female NPT Thread"]
["3mm | 1/8\"","MALE ELBOW","CLMA 3M-2N","3MO-2-2","M3MSEL 1/8N","/","3LM2-316/MM E",50,29]
["3mm | 1/4\"","MALE ELBOW","CLMA 3M-4N","3MO-2-4","M3MSEL1/4N","/","3LM4-316/MM E",50,45]
["4mm | 1/8\"","MALE ELBOW","CLMA 4M-2N","4MO-2-2","M4MSEL1/8N","/","/",50,36]
["4mm | 1/4\"","MALE ELBOW","CLMA 4M-4N","4M0-2-4","M4MSEL1/4N","/","/",50,"/"]
["6mm | 1/8\"","MALE ELBOW","CLMA 6M-2N","6MO-2-2","M6MSEL1/8N","/","6LM2-316/MM E",50,37]
["6mm | 1/4\"","MALE ELBOW","CLMA 6M-4N","6MO-2-4","M6MSEL1/4N","/","6LM4-316/MM E",50,38]
["6mm | 3/8\"","MALE ELBOW","CLMA 6M-6N","6MO-2-6","M6MSEL3/8N","/","6LM6-316/MM E",30,67]
["6mm | 1/2\" ","MALE ELBOW","CLMA 6M-8N","6MO-2-8","M6MSEL1/2N","/","6LM8-316/MM E",15,106]
["8mm | 1/8\"","MALE ELBOW","CLMA 8M-2N","8MO-2-2","M8MSEL1/8N","/","8LM2-316/MM E",30,48]
["8mm | 1/4\"","MALE ELBOW","CLMA 8M-4N","8MO-2-4","M8MSEL1/4N","/","8LM4-316/ MM E",30,56]
["8mm | 3/8\"","MALE ELBOW","CLMA 8M-6N","8MO-2-6","M8MSEL3/8N","/","/",25,"/"]
["8mm | 1/2\"","MALE ELBOW","CLMA 8M-8N","8MO-2-8","M8MSEL1/2N","/","/",15,"/"]
["10mm | 1/8\"","MALE ELBOW","CLMA 10M-2N","10MO-2-2","M10MSEL1/8N","/","/",15,56]
["10mm | 1/4\"","MALE ELBOW","CLMA 10M-4N","10MO-2-4","M10MSEL1/4N","/","10LM4-316/MM E",25,58]
["10mm | 3/8\"","MALE ELBOW","CLMA 10M-6N","10MO-2-6","M10MSEL3/8N","/","/",25,82]
["10mm | 1/2\"","MALE ELBOW","CLMA 10M-8N","10MO-2-8","M10MSEL1/2N","/","10LM8-316/MM E",15,109]
["12mm | 1/8\"","MALE ELBOW","CLMA 12M-2N","12MO-2-2","M12MSEL1/8N","/","/",35,"/"]
["12mm | 1/4\"","MALE ELBOW","CLMA 12M-4N","12MO-2-4","M12MSEL1/4N","/","12LM4-316/MM E",35,108]
["12mm | 3/8\"","MALE ELBOW","CLMA 12M-6N","12MO-2-6","M12MSEL3/8N","/","/",35,111]
["12mm | 1/2\" ","MALE ELBOW","CLMA 12M-8N","12MO-2-8","M12MSEL1/2N","/","12LM8-316/MM E",35,121]
["12mm | 3/4\"","MALE ELBOW","CLMA 12M-12N","12MO-2-12","M12MSEL3/4N","/","/",20,209]
["16mm | 3/8\"","MALE ELBOW","CLMA 16M-6N","16MO-2-6","M16MSEL3/8N","/","16LM6-316/MM E",20,113]
["16mm | 1/2\"","MALE ELBOW","CLMA 16M-8N","16MO-2-8","M16MSEL1/2N","/","16LM8-316/MM E",20,130]
["16mm | 3/4\"","MALE ELBOW","CLMA 16M-12N","16MO-2-12","M16MSEL3/4N","/","/",20,"/"]
["18mm | 1/2\"","MALE ELBOW","CLMA 18M-8N","18MO-2-8","M18MSEL1/2N","/","18LM8-316/MM E",20,"/"]
["18mm | 3/4\"","MALE ELBOW","CLMA 18M-12N","18MO-2-12","M18MSEL3/4N","/","18LM12-316/MM E",20,"/"]
["20mm | 1/2\"","MALE ELBOW","CLMA 20M-8N","20MO-2-8","M20MSEL1/2N","/","/",20,187]
["20mm | 3/4\"","MALE ELBOW","CLMA 20M-12N","20MO-2-12","M20MSEL3/4N","/","/",20,198]
["22mm | 3/4\"","MALE ELBOW","CLMA 22M-12N","22MO-2-12","M22MSEL3/4N","/","22LM12-316/MM E",20,285]
["22mm | 1\"","MALE ELBOW","CLMA 22M-16N","22MO-2-16","M22MSEL1N","/","22LM16-316/MM E",10,"/"]
["25mm | 3/4\"","MALE ELBOW","CLMA 25M-12N","25MO-2-12","M25MSEL3/4N","/","25LM12-316/MM E",10,"/"]
["25mm | 1\"","MALE ELBOW","CLMA 25M-16N","25MO-2-16","M25MSEL1N","/","25LM16-316/MM E",10,457]
["32mm | 1 1/4\"","MALE ELBOW","CLMA 32M-20N","32MO-2-20","/","/","/","/","/"]
["38mm | 1 1/2\"","MALE ELBOW","CLMA 38M-24N","38M0-2-24","/","/","/","/","/"]
[]
["Metric Tube to Female ISO Tapered Thread"]
["3mm | 1/8\"","MALE ELBOW","CLMA 3M-2R","3MO-2-2RT","/","/","3LM2-316/MM RT",50,29]
["3mm | 1/4\"","MALE ELBOW","CLMA 3M-4R","3MO-2-4RT","/","/","3LM4-316/MM RT",50,45]
["4mm | 1/8\"","MALE ELBOW","CLMA 4M-4R","4MO-2-2RT","/","/","/",50,36]
["4mm | 1/4\"","MALE ELBOW","CLMA 4M-4R","4M0-2-4RT","/","/","/",50,"/"]
["6mm | 1/8\"","MALE ELBOW","CLMA 6M-2R","6MO-2-2RT","/","/","6LM2-316/MM RT",50,37]
["6mm | 1/4\"","MALE ELBOW","CLMA 6M-4R","6MO-2-4RT","/","/","6LM4-316/MM RT",50,38]
["6mm | 3/8\"","MALE ELBOW","CLMA 6M-6R","6MO-2-6RT","/","/","6LM6-316/MM RT",30,67]
["6mm | 1/2\" ","MALE ELBOW","CLMA 6M-8R","6MO-2-8RT","/","/","6LM8-316/MM RT",15,106]
["8mm | 1/8\"","MALE ELBOW","CLMA 8M-2R","8MO-2-2RT","/","/","8LM2-316/MM RT",30,48]
["8mm | 1/4\"","MALE ELBOW","CLMA 8M-4R","8MO-2-4RT","/","/","8LM4-316/MM RT",30,56]
["8mm | 3/8\"","MALE ELBOW","CLMA 8M-6R","8MO-2-6RT","/","/","/",25,"/"]
["8mm | 1/2\"","MALE ELBOW","CLMA 8M-8R","8MO-2-8RT","/","/","/",15,"/"]
["10mm | 1/8\"","MALE ELBOW","CLMA 10M-2R","/","/","/","/",15,56]
["10mm | 1/4\"","MALE ELBOW","CLMA 10M-4R","10MO-2-4RT","/","/","10LM4-316/MM RT",25,58]
["10mm | 3/8\"","MALE ELBOW","CLMA 10M-6R","10MO-2-6RT","/","/","/",25,82]
["10mm | 1/2\"","MALE ELBOW","CLMA 10M-8R","10MO-2-8RT","/","/","10LM8-316/MM RT",15,109]
["12mm | 1/8\"","MALE ELBOW","CLMA 12M-2R","12MO-2-2RT","/","/","/",35,"/"]
["12mm | 1/4\"","MALE ELBOW","CLMA 12M-4R","12MO-2-4RT","/","/","12LM4-316/MM RT",35,108]
["12mm | 3/8\"","MALE ELBOW","CLMA 12M-6R","12MO-2-6RT","/","/","/",35,111]
["12mm | 1/2\" ","MALE ELBOW","CLMA 12M-8R","12MO-2-8RT","/","/","12LM8-316/MM RT",35,121]
["12mm | 3/4\"","MALE ELBOW","CLMA 12M-12R","12MO-2-12RT","/","/","/",20,209]
["16mm | 3/8\"","MALE ELBOW","CLMA 16M-6R","/","/","/","16LM6-316/MM RT",20,113]
["16mm | 1/2\"","MALE ELBOW","CLMA 16M-8R","16MO-2-8RT","/","/","16LM8-316/MM RT",20,130]
["16mm | 3/4\"","MALE ELBOW","CLMA 16M-12R","16MO-2-12RT","/","/","/",20,"/"]
["18mm | 1/2\"","MALE ELBOW","CLMA 18M-8R","18MO-2-8RT","/","/","18LM8-316/MM RT",20,"/"]
["18mm | 3/4\"","MALE ELBOW","CLMA 18M-12R","18MO-2-12RT","/","/","18LM12-316/MM RT",20,"/"]
["20mm | 1/2\"","MALE ELBOW","CLMA 20M-8R","20MO-2-8RT","/","/","/",20,187]
["20mm | 3/4\"","MALE ELBOW","CLMA 20M-12R","20MO-2-12RT","/","/","/",20,198]
["22mm | 3/4\"","MALE ELBOW","CLMA 22M-12R","22MO-2-12RT","/","/","22LM12-316/MM RT",20,285]
["22mm | 1\"","MALE ELBOW","CLMA 22M-16R","22MO-2-16RT","/","/","22LM16-316/MM RT",10,"/"]
["25mm | 3/4\"","MALE ELBOW","CLMA 25M-12R","25MO-2-12RT","/","/","25LM12-316/MM RT",10,"/"]
["25mm | 1\"","MALE ELBOW","CLMA 25M-16R","25MO-2-16RT","/","/","25LM16-316/MM RT",10,457]
["32mm | 1 1/4\"","MALE ELBOW","CLMA 32M-20R","32MO-2-20RT","/","/","/","/","/"]
["38mm | 1 1/2\"","MALE ELBOW","CLMA 38M-24R","38M0-2-24RT","/","/","/","/","/"]
[]
["Fractional Tube to Female NPT Thread"]
["1/4\" | 1/8\"","45° MALE ELBOW","CLMB 4-2N","400-5-2","4 MVEL 2N","4-2 VBZ","/",50,"/"]
["1/4\" | 1/4\" ","45° MALE ELBOW","CLMB 4-4N","400-5-4","4 MVEL 4N","4-4 VBZ","/",40,"/"]
["3/8\" | 1/8\"","45° MALE ELBOW","CLMB 6-2N","600-5-2","/","6-2 VBZ","/",35,"/"]
["3/8\" | 1/4\"","45° MALE ELBOW","CLMB 6-4N","600-5-4","6 MVEL 4N","6-4 VBZ","/",25,"/"]
["3/8\" | 3/8\"","45° MALE ELBOW","CLMB 6-6N","600-5-6","/","6-6 VBZ","/",20,"/"]
["1/2\" | 3/8\"","45° MALE ELBOW","CLMB 8-6N","810-5-6","8 MVEL 6N","8-6 VBZ","/",35,"/"]
["1/2\" | 1/2\"","45° MALE ELBOW","CLMB 8-8N","810-5-8","/","/","/","/","/"]
["3/4\" | 3/4\"","45° MALE ELBOW","CLMB 12-12N","1210-5-12","12 MVEL 12N","/","/","/","/"]
["1\" | 1\"","45° MALE ELBOW","CLMB 16-16N","1610-5-16","16 MVEL 16N","/","/","/","/"]
[]
["Fractional Tube to Female NPT Thread"]
["1/8\" | 1/8\"","MALE RUN TEE","CRTM 2-2N","200-3 TMT ","2 MRT 2N","2-2-2 RBZ","2 TMT 2",50,37]
["1/8\" | 1/4\" ","MALE RUN TEE","CRTM 2-4N","200-3-4 TMT","/","/","/",50,"/"]
["3/16\" | 1/8\"","MALE RUN TEE","CRTM 3-2N","300-3 TMT","3 MRT 2N","3-2-3 RBZ","3 TMT 2",50,"/"]
["1/4\" | 1/8\"","MALE RUN TEE","CRTM 4-2N","400-3 TMT","4 MRT 2N","4-2-4 RBZ","4 TMT 2",50,54]
["1/4\" | 1/4\"","MALE RUN TEE","CRTM 4-4N","400-3-4 TMT","4 MRT 4N","4-4-4 RBZ","4 TMT 4",25,55]
["5/16\" | 1/8\"","MALE RUN TEE","CRTM 5-2N","500-3 TMT","5 MRT 2N","5-2-5 RBZ","/ ",25,70]
["3/8\" | 1/4\"","MALE RUN TEE","CRTM 6-4N","600-3 TMT","6 MRT 4N","6-4-6 RBZ","6 TMT 4",20,85]
["3/8\" | 3/8\"","MALE RUN TEE","CRTM 6-6N","600-3-6 TMT","6 MRT 6N","6-6-6 RBZ","6 TMT 6",20,114]
["1/2\" | 3/8\"","MALE RUN TEE","CRTM 8-6N","810-3 TMT","8 MRT 6N ","8-6-8 RBZ","8 TMT 6",30,150]
["1/2\" | 1/2\"","MALE RUN TEE","CRTM 8-8N","810-3-8 TMT","8 MRT 8N","8-8-8 RBZ","8 TMT 8",20,171]
["5/8\" | 1/2\"","MALE RUN TEE","CRTM 10-8N","1010-3 TMT","10 MRT 8N","10-8-10 RBZ","10 TMT 8",20,"/"]
["3/4\" | 3/4\"","MALE RUN TEE","CRTM 12-12N","1210-3 TMT","12 MRT 12N","12-12-12 RBZ","12 TMT 12",10,"/"]
[]
["Metric Tube to Female NPT Thread"]
["3mm | 1/8\"","MALE RUN TEE","CRTM 3M-2N","/","/","3TMT2-316/MM E","3TMT2-316/MM E","/","/"]
["3mm | 1/4\"","MALE RUN TEE","CRTM 3M-4N","/","/","/","/","/","/"]
["4mm | 1/8\"","MALE RUN TEE","CRTM 4M-2N","/","/","/","/","/","/"]
["6mm | 1/8\"","MALE RUN TEE","CRTM 6M-2N","6MO-3TMT","M6MRT1/8N","/","6TMT2-316/MM E",50,54]
["6mm | 1/4\"","MALE RUN TEE","CRTM 6M-4N","6MO-3-4TMT","M6MRT1/4N","/","6TMT4-316/MM E",30,55]
["8mm | 1/8\"","MALE RUN TEE","CRTM 8M-2N","/","/","/","8TMT2-316/MM E",30,70]
["8mm | 1/4\"","MALE RUN TEE","CRTM 8M-4N","8MO-3-4TMT","M8MRT1/4N","/","/",30,"/"]
["10mm | 1/4\"","MALE RUN TEE","CRTM 10M-4N","/","M10MRT1/4N","/","/",20,85]
["10mm | 3/8\"","MALE RUN TEE","CRTM 10M-6N","/","/","/","/",20,114]
["12mm | 1/4\"","MALE RUN TEE","CRTM 12M-4N","12MO-3-4TMT","M12MRT1/4N","/","/",30,"/"]
["12mm | 3/8\"","MALE RUN TEE","CRTM 12M-6N",null,"M12MRT13/8N","/","/",30,150]
["12mm | 1/2\"","MALE RUN TEE","CRTM 12M-8N","12MO-3-8TMT","M12MRT1/2N","/","/",20,171]
["16mm | 3/8\"","MALE RUN TEE","CRTM 16M-6N","/","/","/","/",20,"/"]
["16mm | 1/2\"","MALE RUN TEE","CRTM 16M-8N","16MO-3TMT","/","/","/",20,"/"]
["20mm | 3/4\"","MALE RUN TEE","CRTM 20M-12N","/","/","/","/",10,"/"]
[]
["Metric Tube to Female ISO Tapered Thread"]
["3mm | 1/8\"","MALE RUN TEE","CRTM 3M-2R","/","/","/","/","/","/"]
["3mm | 1/4\"","MALE RUN TEE","CRTM 3M-4R","/","/","/","/","/","/"]
["4mm | 1/8\"","MALE RUN TEE","CRTM 4M-2R","/","/","/","/","/","/"]
["6mm | 1/8\"","MALE RUN TEE","CRTM 6M-2R","/","/","/","/",50,54]
["6mm | 1/4\"","MALE RUN TEE","CRTM 6M-4R","/","/","/","/",30,55]
["8mm | 1/8\"","MALE RUN TEE","CRTM 8M-2R","/","/","/","/",30,70]
["8mm | 1/4\"","MALE RUN TEE","CRTM 8M-4R","/","/","/","/",30,"/"]
["10mm | 1/4\"","MALE RUN TEE","CRTM 10M-4R","/","/","/","/",20,85]
["10mm | 3/8\"","MALE RUN TEE","CRTM 10M-6R","/","/","/","/",20,114]
["12mm | 1/4\"","MALE RUN TEE","CRTM 12M-4R","/","/","/","/",30,"/"]
["12mm | 3/8\"","MALE RUN TEE","CRTM 12M-6R","/","/","/","/",30,150]
["12mm | 1/2\"","MALE RUN TEE","CRTM 12M-8R","/","/","/","/",20,171]
["16mm | 3/8\"","MALE RUN TEE","CRTM 16M-6R","/","/","/","/",20,"/"]
["16mm | 1/2\"","MALE RUN TEE","CRTM 16M-8R","/","/","/","/",20,"/"]
["20mm | 3/4\"","MALE RUN TEE","CRTM 20M-12R","/","/","/","/",10,"/"]
[]
["Fractional Tube to Female NPT Thread"]
["1/8\" | 1/8\"","MALE BRANCH TEE","CBTM 2-2N","200-3 TTM","2 MBT 2N","2-2-2 SBZ","2 TTM 2",50,37]
["1/8\" | 1/4\"","MALE BRANCH TEE","CBTM 2-4N","/","/","/","2 TTM 4","/","/"]
["3/16\" | 1/8\"","MALE BRANCH TEE","CBTM 3-2N","300-3 TTM","3 MBT 2N","3-3-2 SBZ","3 TTM 2",50,50]
["1/4\" | 1/8\"","MALE BRANCH TEE","CBTM 4-2N","400-3 TTM","4 MBT 2N","4-4-2 SBZ","4 TTM 2",50,54]
["1/4\" | 1/4\"","MALE BRANCH TEE","CBTM 4-4N","400-3-4 TTM","4 MBT 4N","4-4-4 SBZ","4 TTM 4",25,55]
["5/16\" | 1/8\"","MALE BRANCH TEE","CBTM 5-2N","500-3 TTM","5 MBT 2N","5-5-2 SBZ","/",25,70]
["3/8\" | 1/4\"","MALE BRANCH TEE","CBTM 6-4N","600-3 TTM","6 MBT 4N","6-6-4 SBZ","6 TTM 4",20,85]
["3/8\" | 3/8\"","MALE BRANCH TEE","CBTM 6-6N","600-3-6 TTM","6 MBT 6N","6-6-6 SBZ","6 TTM 6",20,109]
["1/2\" | 3/8\"","MALE BRANCH TEE","CBTM 8-6N","810-3 TTM","8 MBT 6N","8-8-6 SBZ","8 TTM 6",30,150]
["1/2\" | 1/2\"","MALE BRANCH TEE","CBTM 8-8N","810-3-8 TTM","8 MBT 8N","8-8-8 SBZ","8 TTM 8",20,171]
["5/8\" | 1/2\"","MALE BRANCH TEE","CBTM 10-8N","1010-3 TTM","10 MBT 8N","10-10-8 SBZ","10 TTM 8",20,187]
["3/4\" | 3/4\"","MALE BRANCH TEE","CBTM12-12N","1210-3 TTM","12 MBT 12N","12-12-12 SBZ","12 TTM 12",10,238]
[]
["Metric Tube to Female NPT Thread"]
["3mm | 1/8\"","MALE BRANCH TEE","CBTM 3M-2N","/","/","/","3TTM2-316/MM E","/","/"]
["3mm | 1/4\"","MALE BRANCH TEE","CBTM 3M-4N","/","/","/","/","/","/"]
["4mm | 1/8\"","MALE BRANCH TEE","CBTM 4M-2N","/","/","/","/","/","/"]
["6mm | 1/8\"","MALE BRANCH TEE","CBTM 6M-2N","6MO-3TTM","M6MBT1/8N","/","6TTM2-316/MM E",50,54]
["6mm | 1/4\"","MALE BRANCH TEE","CBTM 6M-4N","/","M6MBT1/4N","/","6TTM4-316/MM E",30,55]
["8mm | 1/8\"","MALE BRANCH TEE","CBTM 8M-2N","8MO-3TTM","M8MBT1/8N","/","8TTM2-316/MM E",30,70]
["8mm | 1/4\"","MALE BRANCH TEE","CBTM 8M-4N","/","M8MBT1/4N","/","/",30,"/"]
["10mm | 1/4\"","MALE BRANCH TEE","CBTM 10M-4N","10MO-3TTM","M10MBT1/4N","/","/",20,85]
["10mm | 3/8\"","MALE BRANCH TEE","CBTM 10M-6N","/","M10MBT3/8N","/","/",20,109]
[]
["Fractional Tube to Female NPT Thread"]
["12mm | 1/4\"","MALE BRANCH TEE","CBTM 12M-4N","/","M12MBT1/4N","/","/",30,"/"]
["12mm | 3/8\"","MALE BRANCH TEE","CBTM 12M-6N","12MO-3TTM","M12MBT3/8N","/","/",30,150]
["12mm | 1/2\"","MALE BRANCH TEE","CBTM 12M-8N","/","M12MBT1/2N","/","/",20,171]
["16mm | 3/8\"","MALE BRANCH TEE","CBTM 16M-6N","/","/","/","/",20,"/"]
["16mm | 1/2\"","MALE BRANCH TEE","CBTM 16M-8N","16MO-3TTM","/","/","/",20,187]
["20mm | 3/4\"","MALE BRANCH TEE","CBTM 20M-12N","/","/","/","/","/","/"]
[]
["Fractional Tube to Female ISO Tapered Thread"]
["3mm | 1/8\"","MALE BRANCH TEE","CBTM 3M-2R","/","/","/","/","/","/"]
["3mm | 1/4\"","MALE BRANCH TEE","CBTM 3M-4R","/","/","/","/","/","/"]
["4mm | 1/8\"","MALE BRANCH TEE","CBTM 4M-2R","/","/","/","/","/","/"]
["6mm | 1/8\"","MALE BRANCH TEE","CBTM 6M-2R","/","/","/","/",50,54]
["6mm | 1/4\"","MALE BRANCH TEE","CBTM 6M-4R","/","/","/","/",30,55]
["8mm | 1/8\"","MALE BRANCH TEE","CBTM 8M-2R","/","/","/","/",30,70]
["8mm | 1/4\"","MALE BRANCH TEE","CBTM 8M-4R","/","/","/","/",30,"/"]
["10mm | 1/4\"","MALE BRANCH TEE","CBTM 10M-4R","/","/","/","/",20,85]
["10mm | 3/8\"","MALE BRANCH TEE","CBTM 10M-6R","/","/","/","/",20,109]
["12mm | 1/4\"","MALE BRANCH TEE","CBTM 12M-4R","/","/","/","/",30,"/"]
["12mm | 3/8\"","MALE BRANCH TEE","CBTM 12M-6R","/","/","/","/",30,150]
["12mm | 1/2\"","MALE BRANCH TEE","CBTM 12M-8R","/","/","/","/",20,171]
["16mm | 3/8\"","MALE BRANCH TEE","CBTM 16M-6R","/","/","/","/",20,"/"]
["16mm | 1/2\"","MALE BRANCH TEE","CBTM 16M-8R","/","/","/","/",20,187]
["20mm | 3/4\"","MALE BRANCH TEE","CBTM 20M-12R","/","/","/","/","/","/"]
[]
["Fractional Tube to Male NPT Thread"]
["1/16\" | 1/16\"","FEMALE CONNECTOR","CFC 1-1N","100-7-1","1 FSC 1N","/","1 CF 1","/","/"]
["1/16\" | 1/8\"","FEMALE CONNECTOR","CFC 1-2N","100-7-2","/","/","1 CF 2","/","/"]
["1/8\" | 1/8\"","FEMALE CONNECTOR","CFC 2-2N","200-7-2","2 FSC 2N","2-2 GBZ","2 CF 2 ",80,23]
["1/8\" | 1/4\"","FEMALE CONNECTOR","CFC 2-4N","200-7-4","2 FSC 4N","2-4 GBZ","2 CF 4",50,41]
["3/16\" | 1/8\"","FEMALE CONNECTOR","CFC 3-2N","300-7-2","3 FSC 2N","3-2 GBZ","3 CF 2",80,25]
["1/4\" | 1/8\"","FEMALE CONNECTOR","CFC 4-2N","400-7-2","4 FSC 2N","4-2 GBZ","4 CF 2",60,28]
["1/4\" | 1/4\"","FEMALE CONNECTOR","CFC 4-4N","400-7-4","4 FSC 4N","4-4 GBZ","4 CF 4",50,47]
["1/4\" | 3/8\"","FEMALE CONNECTOR","CFC 4-6N","400-7-6","/","4-6 GBZ","4 CF 6",40,60]
["1/4\" | 1/2\"","FEMALE CONNECTOR","CFC 4-8N","400-7-8","4 FSC 8N","4-8 GBZ","4 CF 8",25,95]
["5/16\" | 1/8\"","FEMALE CONNECTOR","CFC 5-2N","500-7-2","5 FSC 2N","5-2 GBZ","/",60,32]
["5/16\" | 1/4\"","FEMALE CONNECTOR","CFC 5-4N","500-7-4","5 FSC 4N","5-4 GBZ","/",50,50]
["3/8\" | 1/8\"","FEMALE CONNECTOR","CFC 6-2N","600-7-2","6 FSC 2N","6-2 GBZ","6 CF 2",60,41]
["3/8\" | 1/4\"","FEMALE CONNECTOR","CFC 6-4N","600-7-4","6 FSC 4N","6-4 GBZ","6 CF 4",50,56]
["3/8\" | 3/8\"","FEMALE CONNECTOR","CFC 6-6N","600-7-6","6 FSC 6N","6-6 GBZ","6 CF 6 ",35,66]
["3/8\" | 1/2\"","FEMALE CONNECTOR","CFC 6-8N","600-7-8","6 FSC 8N","6-8 GBZ","6 CF 8",15,99]
["3/8\" | 3/4\"","FEMALE CONNECTOR","CFC 6-12N","600-7-12","/","/","6 CF 12",15,121]
["1/2\" | 1/4\"","FEMALE CONNECTOR","CFC 8-4N","810-7-4","8 FSC 4N","8-4 GBZ","8 CF 4",70,99]
["1/2\" | 3/8\"","FEMALE CONNECTOR","CFC 8-6N","810-7-6","8 FSC 6N","8-6 GBZ","8 CF 6 ",70,79]
["1/2\" | 1/2\"","FEMALE CONNECTOR","CFC 8-8N","810-7-8","8 FSC 8N","8-8 GBZ","8 CF 8",50,109]
["1/2\" | 3/4\"","FEMALE CONNECTOR","CFC 8-12N","810-7-12","/","8-12 GBZ","8 CF 12",35,160]
["5/8\" | 3/8\" ","FEMALE CONNECTOR","CFC 10-6N","1010-7-6","10 FSC 6N","10-6 GBZ","10 CF 6",50,94]
["5/8\" | 1/2\"","FEMALE CONNECTOR","CFC 10-8N","1010-7-8","10 FSC 8N","10-8 GBZ","10 CF 8",50,118]
["5/8\" | 3/4\"","FEMALE CONNECTOR","CFC 10-12N","1010-7-12","/","/","/","/","/"]
["3/4\" | 1/2\"","FEMALE CONNECTOR","CFC 12-8N","1210-7-8","12 FSC 8N","12-8 GBZ","12 CF 8",35,122]
["3/4\" | 3/4\"","FEMALE CONNECTOR","CFC 12-12N","1210-7-12","12 FSC 12N","12-12 GBZ","12 CF 12",35,162]
["7/8\" | 3/4\"","FEMALE CONNECTOR","CFC 14-12N","1410-7-12","14 FSC 12N","14-12 GBZ","14 CF 12",35,175]
["1\" | 3/4\"","FEMALE CONNECTOR","CFC 16-12N","1610-7-12","16 FSC 12N","16-12 GBZ","16 CF 12",20,226]
["1\" | 1\"","FEMALE CONNECTOR","CFC 16-16N","1610-7-16","16 FSC 16N","16-16 GBZ","16 CF 16",15,335]
["1 1/4\" | 1 1/4\"","FEMALE CONNECTOR","CFC 20-20N","2000-2 20","/","/","/","/","/"]
["1 1/2\" | 1 1/2\"","FEMALE CONNECTOR","CFC 24-24N","2400-7 24","/","/","/","/","/"]
["2\" | 2\"","FEMALE CONNECTOR","CFC 32-32N","3200-7-32","/","/","/","/","/"]
[]
["Metric Tube to Male NPT Thread"]
["3mm | 1/8\"","FEMALE CONNECTOR","CFC 3M-2N","3MO-7-2","M3FSC1/8N","/","3CF2-316/MM E",80,23]
["3mm | 1/4\"","FEMALE CONNECTOR","CFC 3M-4N","3MO-7-4","M3FSC1/4N","/","3CF4-316/MM E",50,41]
["4mm | 1/8\"","FEMALE CONNECTOR","CFC 4M-2N","4MO-7-2","M4FSC1/8N","/","/",80,25]
["6mm | 1/8\"","FEMALE CONNECTOR","CFC 6M-2N","6MO-7-2","M6FSC1/8N","/","6CF2-316/MM E",60,28]
["6mm | 1/4\"","FEMALE CONNECTOR","CFC 6M-4N","6MO-7-4","M6FSC1/4N","/","6CF4-316/MM E",50,47]
["6mm | 3/8\"","FEMALE CONNECTOR","CFC 6M-6N","6MO-7-6","M6FSC3/8N","/","6CF6-316/MM E",35,60]
["6mm | 1/2\"","FEMALE CONNECTOR","CFC 6M-8N","6MO-7-8","M6FSC1/2N","/","6CF8-316/MM E",25,95]
["8mm | 1/8\"","FEMALE CONNECTOR","CFC 8M-2N","8MO-7-2","M8FSC1/8N","/","8CF2-316/MM E",60,32]
["8mm | 1/4\"","FEMALE CONNECTOR","CFC 8M-4N","8MO-7-4","M8FSC1/4N","/","8CF4-316/MM E",50,50]
["8mm | 3/8\"","FEMALE CONNECTOR","CFC 8M-6N","8MO-7-6","M8FSC3/8N","/","/",35,"/"]
["8mm | 1/2\"","FEMALE CONNECTOR","CFC 8M-8N","8MO-7-8","M8FSC1/2N","/","/",15,"/"]
["10mm | 1/8\"","FEMALE CONNECTOR","CFC 10M-2N","/","M10FSC1/8N","/","/",60,41]
["10mm | 1/4\"","FEMALE CONNECTOR","CFC 10M-4N","10MO-7-4","M10FSC1/4N","/","10CF4-316/ MM E",50,56]
["10mm | 3/8\"","FEMALE CONNECTOR","CFC 10M-6N","10MO-7-6","M10FSC3/8N","/","10CF6-316/MM E",25,66]
["10mm | 1/2\"","FEMALE CONNECTOR","CFC 10M-8N","10MO-7-8","M10FSC1/2N","/","10CF8-316/MM E",15,99]
["12mm | 1/8\"","FEMALE CONNECTOR","CFC 12M-2N","/","M12FSC1/8N","/","/",70,"/"]
["12mm | 1/4\"","FEMALE CONNECTOR","CFC 12M-4N","12MO-7-4","M12FSC1/4N","/","12CF4-316/MM E",70,99]
["12mm | 3/8\"","FEMALE CONNECTOR","CFC 12M-6N","12MO-7-6","M12FSC3/8N","/","12CF6-316/MM E",70,79]
["12mm | 1/2\"","FEMALE CONNECTOR","CFC 12M-8N","12MO-7-8","M12FSC1/2N","/","12CF8-316/MM E",50,109]
["12mm | 3/4\"","FEMALE CONNECTOR","CFC 12M-12M","/","M12FSC3/4N","/","/",35,160]
["15mm | 1/2\"","FEMALE CONNECTOR","CFC 15M-8N","15MO-7-8","M15FSC1/2N","/","/",50,"/"]
["16mm | 1/2\"","FEMALE CONNECTOR","CFC 16M-8N","16MO-7-8","M16FSC1/2N","/","16CF8-316/MM E",50,118]
["20mm | 1/2\"","FEMALE CONNECTOR","CFC 20M-8N","20MO-7-8","M20FSC1/2N","/","/",35,122]
["20mm | 3/4\"","FEMALE CONNECTOR","CFC 20M-12N","20MO-7-12","M20FSC3/4N","/","/",35,162]
["22mm | 3/4\"","FEMALE CONNECTOR","CFC 22M-12N","22MO-7-12","M22FSC3/4N","/","22CF12-316/MM E",35,175]
["22mm | 1\"","FEMALE CONNECTOR","CFC 22M-16N","22MO-7-16","M22FSC1N","/","/",20,"/"]
["25mm | 3/4\"","FEMALE CONNECTOR","CFC 25M-12N","25MO-7-12","M25FSC3/4N","/","25CF12-316/MM E",20,226]
["25mm | 1\"","FEMALE CONNECTOR","CFC 25M-16N","25MO-7-16","M25FSC1N","/","25CF16-316/MM E",15,335]
[]
["Metric Tube to Male ISO Tapered Thread"]
["3mm | 1/8\"","FEMALE CONNECTOR","CFC 3M-2R","/","/","/","3CF2-316/MM RT",80,23]
["3mm | 1/4\"","FEMALE CONNECTOR","CFC 3M-4R","/","/","/","3CF4-316/MM RT",50,41]
["4mm | 1/8\"","FEMALE CONNECTOR","CFC 4M-2R","/","/","/","/",60,25]
["6mm | 1/8\"","FEMALE CONNECTOR","CFC 6M-2R","/","/","/","6CF2-316/MM RT",60,28]
["6mm | 1/4\"","FEMALE CONNECTOR","CFC 6M-4R","/","/","/","6CF4-316/MM RT",50,47]
["6mm | 3/8\"","FEMALE CONNECTOR","CFC 6M-6R","/","/","/","6CF6-316/MM RT",35,60]
["6mm | 1/2\"","FEMALE CONNECTOR","CFC 6M-8R","/","/","/","6CF8-316/MM RT",25,95]
["8mm | 1/8\"","FEMALE CONNECTOR","CFC 8M-2R","/","/","/","8CF2-316/MM RT",60,32]
["8mm | 1/4\"","FEMALE CONNECTOR","CFC 8M-4R","/","/","/","8CF4-316/MM RT",50,50]
["8mm | 3/8\"","FEMALE CONNECTOR","CFC 8M-6R","/","/","/","/",35,"/"]
["8mm | 1/2\"","FEMALE CONNECTOR","CFC 8M-8R","/","/","/","/",15,"/"]
["10mm | 1/8\"","FEMALE CONNECTOR","CFC 10M-2R","/","/","/","/",60,41]
["10mm | 1/4\"","FEMALE CONNECTOR","CFC 10M-4R","/","/","/","10CF4-316/MM RT",50,56]
["10mm | 3/8\"","FEMALE CONNECTOR","CFC 10M-6R","/","/","/","10CF6-316/MM RT",25,66]
["10mm | 1/2\"","FEMALE CONNECTOR","CFC 10M-8R","/","/","/","10CF8-316/MM RT",15,99]
["12mm | 1/8\"","FEMALE CONNECTOR","CFC 12M-2R","/","/","/","/",70,"/"]
["12mm | 1/4\"","FEMALE CONNECTOR","CFC 12M-4R","/","/","/","12CF4-316/MM RT",70,99]
["12mm | 3/8\"","FEMALE CONNECTOR","CFC 12M-6R","/","/","/","12CF6-316/MM RT",70,79]
["12mm | 1/2\"","FEMALE CONNECTOR","CFC 12M-8R","/","/","/","12CF8-316/MM RT",50,109]
["12mm | 3/4\"","FEMALE CONNECTOR","CFC 12M-12R","/","/","/","/",35,160]
["15mm | 1/2\"","FEMALE CONNECTOR","CFC 15M-8R","/","/","/","/",50,"/"]
["16mm | 1/2\"","FEMALE CONNECTOR","CFC 16M-8R","/","/","/","16CF8-316/MM RT",50,118]
["20mm | 1/2\"","FEMALE CONNECTOR","CFC 20M-8R","/","/","/","/",35,122]
["20mm | 3/4\"","FEMALE CONNECTOR","CFC 20M-12R","/","/","/","/",35,162]
["22mm | 3/4\"","FEMALE CONNECTOR","CFC 22M-12R","/","/","/","22CF12-316/MM RT",35,175]
["22mm | 1\"","FEMALE CONNECTOR","CFC 22M-16R","/","/","/","/",20,"/"]
["25mm | 3/4\"","FEMALE CONNECTOR","CFC 25M-12R","/","/","/","25CF12-316/MM RT",20,226]
["25mm | 1\"","FEMALE CONNECTOR","CFC 25M-16R","/","/","/","25CF16-316/MM RT",15,335]
[]
["Fractional Tube to ISO Parallel Thread (Gauge)"]
["1/4\" | 1/8\"","GAUGE CONNECTOR","CGC 4-2G","/","/","/","/","/","/"]
["1/4\" | 1/4\"","GAUGE CONNECTOR","CGC 4-4G","400-7-4RG","/","/","4 CF 4- / RG","/","/"]
["1/4\" | 3/8\"","GAUGE CONNECTOR","CGC 4-6G","400-7-6RG","/","/","4 CF 6- / RG","/","/"]
["1/4\" | 1/2\"","GAUGE CONNECTOR","CGC 4-8G","400-7-8RG","/","/","4 CF 8- / RG","/","/"]
["5/16\" | 1/4\"","GAUGE CONNECTOR","CGC 5-4G","500-7-4RG","/","/","/","/","/"]
["5/16\" | 1/2\"","GAUGE CONNECTOR","CGC 5-8G","500-7-8RG","/","/","/","/","/"]
["3/8\" | 1/4\"","GAUGE CONNECTOR","CGC 6-4G","600-7-4RG","/","/","6 CF 4- / RG","/","/"]
["3/8\" | 3/8\"","GAUGE CONNECTOR","CGC 6-6G","600-7-6RG","/","/","6 CF 6- / RG","/","/"]
["3/8\" | 1/2\"","GAUGE CONNECTOR","CGC 6-8G","600-7-8RG","/","/","6 CF 8- / RG","/","/"]
["1/2\" | 1/4\"","GAUGE CONNECTOR","CGC 8-4G","/","/","/","/","/","/"]
["1/2\" | 3/8\"","GAUGE CONNECTOR","CGC 8-6G","810-7-6RG","/","/","8 CF 6- / RG","/","/"]
["1/2\" | 1/2\"","GAUGE CONNECTOR","CGC 8-8G","810-7-8RG","/","/","8 CF 8- / RG","/","/"]
[]
["Metric Tube to ISO Parallel Thread (Gauge)"]
["3mm | 1/4\"","GAUGE CONNECTOR","CGC 3M-4G","3MO-7-4RG","M3GC1/4R","/","3CF4-316/MM RG",50,"/"]
["6mm | 1/4\"","GAUGE CONNECTOR","CGC 6M-4G","6MO-7-4RG","M6GC1/4R","/","6CF4-316/MM RG",50,"/"]
["6mm | 3/8\"","GAUGE CONNECTOR","CGC 6M-6G","6MO-7-6RG","M6GC3/8R","/","/",25,"/"]
["6mm | 1/2\"","GAUGE CONNECTOR","CGC 6M-8G","6MO-7-8RG","M6GC1/2R","/","6CF8-316/MM RG",50,"/"]
["8mm | 1/4\"","GAUGE CONNECTOR","CGC 8M-4G","8MO-7-4RG","M8GC1/4R","/","8CF4-316/MM RG",50,"/"]
["8mm | 3/8\"","GAUGE CONNECTOR","CGC 8M-6G","8MO-7-6RG","M8GC3/8R","/","/",35,"/"]
["8mm | 1/2\"","GAUGE CONNECTOR","CGC 8M-8G","8M0-7-8RG","M8GC1/2R","/","8CF8-316/MM RG",15,"/"]
["10mm | 1/4\"","GAUGE CONNECTOR","CGC 10M-4G","10MO-7-4RG","M10GC1/4R","/","10CF4-316/MM RG",50,"/"]
["10mm | 3/8\"","GAUGE CONNECTOR","CGC 10M-6G","10MO-7-6RG","M10GC3/8R","/","/",25,"/"]
["10mm | 1/2\"","GAUGE CONNECTOR","CGC 10M-8G","10MO-7-8RG","M10GC1/2R","/","10CF8-316/MM RG",15,"/"]
["12mm | 1/4\"","GAUGE CONNECTOR","CGC 12M-4G","12MO-7-4RG","M12GC1/4R","/","12CF4-316/MM RG",70,"/"]
["12mm | 3/8\"","GAUGE CONNECTOR","CGC 12M-6G","12MO-7-6RG","M12GC3/8R","/","/",70,"/"]
["12mm | 1/2\"","GAUGE CONNECTOR","CGC 12M-8G","12MO-7-8RG","M12GC1/2R","/","12CF8-316/MM RG",50,"/"]
["20mm | 1/2\"","GAUGE CONNECTOR","CGC 20M-8G","20MO-7-8RG","M20GC1/2R","/","/",35,"/"]
["22mm | 1/2\"","GAUGE CONNECTOR","CGC 22M-8G","22MO-7-8RG","M22GC1/2R","/","22CF8-316/MM RG",35,"/"]
[]
["Fractional Tube to Male NPT Thread"]
["1/8\" | 1/8\"","BULKHEAD FEMALE CONNECTOR","CBFC 2-2N","200-71-2","2 FBC 2N","2-2 GH2BZ","2 BCF 2",50,31]
["1/4\" | 1/8\"","BULKHEAD FEMALE CONNECTOR","CBFC 4-2N","400-71-2","4 FBC 2N","4-2 GH2BZ","4 BCF 2",40,47]
["1/4\" | 1/4\"","BULKHEAD FEMALE CONNECTOR","CBFC 4-4N","400-71-4","4 FBC 4N","4-4 GH2BZ","4 BCF 4",30,59]
["3/8\" | 1/4\"","BULKHEAD FEMALE CONNECTOR","CBFC 6-4N","600-71-4","6 FBC 4N","6-4 GH2BZ","6 BCF 4",30,77]
["1/2\" | 3/8\"","BULKHEAD FEMALE CONNECTOR","CBFC 8-6N","810-71-6","8 FBC 6N","8-6 GH2BZ","8 BCF 6",35,131]
["1/2\" | 1/2\"","BULKHEAD FEMALE CONNECTOR","CBFC 8-8N","810-71-8","8 FBC 8N","8-8 GH2BZ","8 BCF 8",20,160]
["3/4\" | 3/4\"","BULKHEAD FEMALE CONNECTOR","CBFC 12-12N","/","12 FBC 12N"]
[]
["Metric Tube to Male NPT Thread"]
["6mm | 1/8\"","BULKHEAD FEMALE CONNECTOR","CBFC 6M-2N","/","2 FBC 2N","/","6BCF2-316/MM E",50,31]
["6mm | 1/4\"","BULKHEAD FEMALE CONNECTOR","CBFC 6M-4N","6MO-71-4","4 FBC 2N","/","6BCF4-316/MM E",40,47]
["8mm | 1/4\"","BULKHEAD FEMALE CONNECTOR","CBFC 8M-4N","/","4 FBC 4N","/","8BCF4-316/MM E",30,59]
["12mm | 1/2\"","BULKHEAD FEMALE CONNECTOR","CBFC 12M-8N","12MO-71-8","6 FBC 4N","/","12BCF8-316/MM E",30,77]
[]
["Fractional Tube to Male NPT Thread"]
["1/8\" | 1/8","FEMALE ELBOW","CLF 2-2N","200-8-2","2 FEL 2N","2-2 DBZ","2 LF 2",50,58]
["1/8\" | 1/4\"","FEMALE ELBOW","CLF 2-4N","200-8-4","2 FEL 4N","2-4 DBZ","2 LF 4",40,80]
["3/16\" | 1/8\"","FEMALE ELBOW","CLF 3-2N","300-8-3","3 FEL 2N","3-2 DBZ","3 LF 2",50,33]
["1/4\" | 1/8\"","FEMALE ELBOW","CLF 4-2N","400-8-2","4 FEL 2N","4-2 DBZ","4 LF 2",50,48]
["1/4\" | 1/4\" ","FEMALE ELBOW","CLF 4-4N","400-8-4","4 FEL 4N ","4-4 DBZ","4 LF 4",30,59]
["1/4\" | 3/8\"","FEMALE ELBOW","CLF 4-6N","400-8-6","4 FEL 6N","4-6 DBZ","4 LF 6",25,86]
["1/4\" | 1/2\"","FEMALE ELBOW","CLF 4-8N","400-8-8","/","4-8 DBZ","4 LF 8",10,168]
["5/16\" | 1/8\"","FEMALE ELBOW","CLF 5-2N","500-8-2","5 FEL 2N","5-2 DBZ","/",30,43]
["5/16\" | 1/4\"","FEMALE ELBOW","CLF 5-4N","500-8-4","5 FEL 4N","5-4 DBZ","/",20,93]
["3/8\" | 1/8\"","FEMALE ELBOW","CLF 6-2N","600-8-2","6 FEL 2N","6-2 DBZ","6 LF 2",30,60]
["3/8\" | 1/4\"","FEMALE ELBOW","CLF 6-4N","600-8-4","6 FEL 4N","6-4 DBZ","6 LF 4",25,94]
["3/8\" | 3/8\"","FEMALE ELBOW","CLF 6-6N","600-8-6","6 FEL 6N","6-6 DBZ","6 LF 6",20,118]
["3/8\" | 1/2\"","FEMALE ELBOW","CLF 6-8N","600-8-8","/","6-8 DBZ","6 LF 8",10,"/"]
["1/2\" | 1/4\"","FEMALE ELBOW","CLF 8-4N","810-8-4","8 FEL 4N","8-4 DBZ","8 LF 4",40,107]
["1/2\" | 3/8\"","FEMALE ELBOW","CLF 8-6N","810-8-6","8 FEL 6N","8-6 DBZ","8 LF 6",40,133]
["1/2\" | 1/2\"","FEMALE ELBOW","CLF 8-8N","810-8-8","8 FEL 8N","8-8 DBZ","8 LF 8",30,193]
["5/8\" | 3/8\"","FEMALE ELBOW","CLF 10-6N","1010-8-6","10 FEL 6N","10-6 DBZ","10 LF 6",40,130]
["5/8\" | 1/2\"","FEMALE ELBOW","CLF 10-8N","1010-8-8","10 FEL 8N","10-8 DBZ","10 LF 8",30,179]
["3/4\" | 1/2\"","FEMALE ELBOW","CLF 12-8N","1210-8-8","12 FEL 8N","12-8 DBZ","12 LF 8",20,176]
["3/4\" | 3/4\"","FEMALE ELBOW","CLF 12-12N","1210-8-12","12 FEL 12N","12-12 DBZ","12 LF 12",10,272]
["7/8\" | 3/4\"","FEMALE ELBOW","CLF 14-12N","1410-8-12","14 FEL 12N","14-12 DBZ","14 LF 12",10,275]
["1\" | 3/4\"","FEMALE ELBOW","CLF 16-12N","1610-8-12","16 FEL 12N","16-12 DBZ","16 LF 12",10,"/"]
["1\" | 1\"","FEMALE ELBOW","CLF 16-16N","1610-8-16","16 FEL 16N","16-16 DBZ","16 LF 16",10,"/"]
[]
["Metric Tube to Male NPT Thread"]
["6mm | 1/8\"","FEMALE ELBOW","CLF 6M-2N","6 MO-8-2","/","/","6 LF 2-316/ MM E ","/","/"]
["6mm | 1/4\"","FEMALE ELBOW","CLF 6M-4N","6 MO-8-4","/","/","6 LF 3-316/MM E","/","/"]
["6mm | 3/8\"","FEMALE ELBOW","CLF 6M-6N","/","/","/","/","/","/"]
["6mm | 1/2\"","FEMALE ELBOW","CLF 6M-8N","6 MO-8-8","/","/","/","/","/"]
["8mm | 1/4\"","FEMALE ELBOW","CLF 8M-4N","8 MO-8-4","/","/","8 LF 4-316/MM E","/","/"]
["8mm | 1/2\"","FEMALE ELBOW","CLF 8M-8N","/","/","/","/","/","/"]
["10mm | 1/8\"","FEMALE ELBOW","CLF 10M-2N","10 MO-8-2","/","/","10 LF 2-316/MM E","/","/"]
["10mm | 1/4\"","FEMALE ELBOW","CLF 10M-4N","10 MO-8-4","/","/","10 LF 4-316/MM E","/","/"]
["10mm | 3/8\"","FEMALE ELBOW","CLF 10M-6N","/","/","/","10 LF 6-316/MME ","/","/"]
["10mm | 1/2\"","FEMALE ELBOW","CLF 10M-8N","/","/","/","/","/","/"]
["12mm | 1/4\"","FEMALE ELBOW","CLF 12M-4N","12 MO-8-4","/","/","/","/","/"]
["12mm | 3/8\"","FEMALE ELBOW","CLF 12M-6N","/","/","/","12 LF 6-316/MM E","/","/"]
["12mm | 1/2\"","FEMALE ELBOW","CLF 12M-8N","12 MO-8-8","/","/","12 LF 8-316/MM E","/","/"]
["16mm | 1/2\"","FEMALE ELBOW","CLF 16M-8N","16 MO-8-8","/","/","16 LF 8-316/MM E","/","/"]
[]
["Fractional Tube to Male NPT Thread"]
["1/8\" | 1/8\"","FEMALE RUN TEE","CRTF 2-2N","200-3 TFT","2 FRT 2N","2-2-2 MBZ","2 TFT 2",50,64]
["1/4\" | 1/8\"","FEMALE RUN TEE","CRTF 4-2N","400-3 TFT","4 FRT 2N","4-2-4 MBZ","4 TFT 2",25,74]
["1/4\" | 1/4\"","FEMALE RUN TEE","CRTF 4-4N","400-3-4 TFT","4 FRT 4N","4-4-4 MBZ","4 TFT 4",20,129]
["3/8\" | 1/4\"","FEMALE RUN TEE","CRTF 6-4N","600-3 TFT","6 FRT 4N","6-4-6 MBZ","6 TFT 4",20,138]
["1/2\" | 3/8\"","FEMALE RUN TEE","CRTF 8-6N","810-3 TFT","8 FRT 6N","8-6-8 MBZ","8 TFT 6 ",30,206]
["1/2\" | 1/2\"","FEMALE RUN TEE","CRTF 8-8N","810-3-8 TFT","8 FRT 8N","8-8-8 MBZ","8 TFT 8",20,245]
["3/4\" | 3/4\" ","FEMALE RUN TEE","CRTF 12-12N","1210-3 TFT","12 FRT 12N","12-12-12 MBZ","12 TFT 12",10,246]
["1\" | 3/4\"","FEMALE RUN TEE","CRTF 16-12N","1610-3-12 TFT","16 FRT 12N","/","16 TFT 12","/","/"]
["1\" | 1\"","FEMALE RUN TEE","CRTF 16-16N","1610-3 TFT","16 FRT 16N","/","16 TFT 16","/","/"]
[]
["Metric Tube to Male NPT Thread"]
["6mm | 1/8\"","FEMALE RUN TEE","CRTF 6M-2N","6 MO-3 TFT","/","/","6TFT2-316/MM E","/","/"]
["6mm | 1/4\"","FEMALE RUN TEE","CRTF 6M-4N","6 MO-3-4TFT","/","/","6TFT4-316/MM E","/","/"]
["6mm | 1/2\"","FEMALE RUN TEE","CRTF 6M-8N","/","/","/","/","/","/"]
["8mm | 1/8\"","FEMALE RUN TEE","CRTF 8M-2N","8 MO-3 TFT","/","/","/","/","/"]
["8mm | 1/4\"","FEMALE RUN TEE","CRTF 8M-4N","8 MO-3-4TFT","/","/","/","/","/"]
["8mm | 3/8\"","FEMALE RUN TEE","CRTF 8M-6N","/","/","/","/","/","/"]
["8mm | 1/2\"","FEMALE RUN TEE","CRTF 8M-8N","/","/","/","/","/","/"]
["10mm | 1/4\"","FEMALE RUN TEE","CRTF 10M-4N","10 MO-3 TFT","/","/","/","/","/"]
["12mm | 1/4\"","FEMALE RUN TEE","CRTF 12M-4N","12 MO-3-4TFT","/","/","/","/","/"]
["12mm | 3/8\"","FEMALE RUN TEE","CRTF 12M-6N","12 MO-3 TFT","/","/","/","/","/"]
["12mm | 1/2\"","FEMALE RUN TEE","CRTF 12M-8N","/","/","/","/","/","/"]
["16mm | 1/2\"","FEMALE RUN TEE","CRTF 16M-8N","16 MO-3 TFT","/","/","/","/","/"]
[]
["Fractional Tube to Male NPT Thread"]
["1/8\" | 1/8\"","FEMALE BRANCH TEE","CBTF 2-2N","200-3- TTF","2 FBT 2N","2-2-2 OBZ","2 TTF 2",50,64]
["1/4\" | 1/8\"","FEMALE BRANCH TEE","CBTF 4-2N","400-3 TTF","4 FBT 2N","4-4-2 OBZ","4 TTF 2",25,74]
["1/4\" | 1/4\"","FEMALE BRANCH TEE","CBTF 4-4N","400-3-4 TTF","4 FBT 4N","4-4-4 OBZ","4 TTF 4",20,129]
["3/8\" | 1/4\"","FEMALE BRANCH TEE","CBTF 6-4N","600-3 TTF","6 FBT 4N","6-6-4 OBZ","6 TTF 4",20,138]
["1/2\" | 1/4\"","FEMALE BRANCH TEE","CBTF 8-4N","810-3-4 TTF","/","/","8 TTF 4",30,"/"]
["1/2\" | 3/8\"","FEMALE BRANCH TEE","CBTF 8-6N","810-3 TTF","8 FBT 6N","8-8-6 OBZ","8 TTF 6",30,206]
["1/2\" | 1/2\" ","FEMALE BRANCH TEE","CBTF 8-8N","810-3-8 TTF","/","8-8-8 OBZ","8 TTF 8",20,232]
["5/8\" | 1/2\"","FEMALE BRANCH TEE","CBTF 10-8N","1010-3 TTF","10 FBT 8N","10-10-8 OBZ","10 TTF 8",10,376]
["3/4\" | 3/4\"","FEMALE BRANCH TEE","CBTF 12-12N","1210-3 TTF","12 FBT 12N","12-12-12 OBZ","12 TTF 12",10,439]
["1\" | 3/4\" ","FEMALE BRANCH TEE","CBTF 16-12N","1610-3-12 TTF","16 FBT 12N","16-16-12 OBZ","16 TTF 12",6,"/"]
["1\" | 1\"","FEMALE BRANCH TEE","CBTF 16-16N","1610-3 TTF","16 FBT 16N","16-16-16 OBZ","16 TTF 16",6,"/"]
[]
["Metric Tube to Male NPT Thread"]
["6mm | 1/8\" ","FEMALE BRANCH TEE","CBTF 6M-2N","6 MO-3 TTF","/","/","6TTF2-316/MM E","/","/"]
["6mm | 1/4\"","FEMALE BRANCH TEE","CBTF 6M-4N","6 MO-3-4 TTF","/","/","6TTF4-316/MM E","/","/"]
["6mm | 3/8\"","FEMALE BRANCH TEE","CBTF 6M-6N","/","/","/","/","/","/"]
["6mm | 1/2\"","FEMALE BRANCH TEE","CBTF 6M-8N","/","/","/","/","/","/"]
["8mm | 1/8\"","FEMALE BRANCH TEE","CBTF 8M-2N","8 MO-3 TTF","/","/","/","/","/"]
["8mm | 1/4\"","FEMALE BRANCH TEE","CBTF 8M-4N","8 MO-3-4 TTF","/","/","/","/","/"]
["8mm | 3/8\"","FEMALE BRANCH TEE","CBTF 8M-6N","/","/","/","/","/","/"]
["8mm | 1/2\"","FEMALE BRANCH TEE","CBTF 8M-8N","/","/","/","/","/","/"]
["10mm | 1/4\"","FEMALE BRANCH TEE","CBTF 10M-4N","10 MO-3 TTF","/","/","/","/","/"]
["10mm | 3/8\"","FEMALE BRANCH TEE","CBTF 10M-6N","/","/","/","/","/","/"]
["10mm | 1/2\"","FEMALE BRANCH TEE","CBTF 10M-8N","/","/","/","/","/","/"]
["12mm | 1/4\"","FEMALE BRANCH TEE","CBTF 12M-4N","12 MO-3-4 TTF","/","/","/","/","/"]
["12mm | 3/8\"","FEMALE BRANCH TEE","CBTF 12M-6N","12 MO-3 TTF","/","/","/","/","/"]
["12mm | 1/2\"","FEMALE BRANCH TEE","CBTF 12M-8N","/","/","/","/","/","/"]
["16mm | 1/2\"","FEMALE BRANCH TEE","CBTF 16M-8N","16 MO-3 TTF","/","/","/","/","/"]
[]
["Fractional Tube to Fractional Hy-Lok Port"]
["1/16\" | 1/8\"","REDUCER","CR 1-2","100-R-2","2 TUR 1","2-1 TRBZ","1 R 2","/",5]
["1/16\" | 1/4\"","REDUCER","CR 1-4","100-R-4","4 TUR 1","4-1 TRBZ","1 R 4","/","/"]
["1/8\" | 1/16\"","REDUCER","CR 2-1","200-R-1","/","/","/",200,"/"]
["1/8\" | 1/8\"","REDUCER","CR 2-2","200-R-2","/","/","/","/","/"]
["1/8\" | 3/16\"","REDUCER","CR 2-3","200-R-3","3 TUR 2","3-2 TRBZ","2 R 3",200,14]
["1/8\" | 1/4\"","REDUCER","CR 2-4","200-R-4","4 TUR 2","4-2 TRBZ","2 R 4",200,17]
["1/8\" | 3/8\"","REDUCER","CR 2-6","200-R-6","6 TUR 2","6-2 TRBZ","2 R 6",150,19]
["1/8\" | 1/2\"","REDUCER","CR 2-8","200-R-8","/","/","2 R 8",100,"/"]
["3/16\" | 1/8\" ","REDUCER","CR 3-2","300-R-2","/","/","/",150,"/"]
["3/16\" | 1/4\"","REDUCER","CR 3-4","300-R-4","4 TUR 3","4-3 TRBZ","3 R 4",150,19]
["1/4\" | 1/8\"","REDUCER","CR 4-2","400-R-2","2 TUR 4","2-4 TRBZ","4 R 2",100,21]
["1/4\" | 3/16\"","REDUCER","CR 4-3","400-R-3","/","/","/",100,22]
["1/4\" | 1/4\"","REDUCER","CR 4-4","400-R-4","4 TUR 4","4-4 TRBZ","4 R 4",100,22]
["1/4\" | 5/16\"","REDUCER","CR 4-5","400-R-5","5 TUR 4","5-4 TRBZ","/",100,23]
["1/4\" | 3/8\"","REDUCER","CR 4-6","400-R-6","6 TUR 4","6-4 TRBZ","4 R 6",100,27]
["1/4 | 1/2\"","REDUCER","CR 4-8","400-R-8","8 TUR 4","8-4 TRBZ","4 R 8",50,33]
["1/4\" | 5/8\"","REDUCER","CR 4-10","400-R-10","10 TUR 4","10-4 TRBZ","4 R 10",50,39]
["1/4\" | 3/4\"","REDUCER","CR 4-12","400-R-12","/","/","/",25,94]
["5/16\" | 3/8\"","REDUCER","CR 5-6","500-R-6","6 TUR 5","6-5 TRBZ","/",70,29]
["5/16\" | 1/2\"","REDUCER","CR 5-8","500-R-8","8 TUR 5","8-5 TRBZ","/",50,37]
["3/8\" | 1/4\"","REDUCER","CR 6-4","600-R-4","4 TUR 6","4-6 TRBZ","/",50,34]
["3/8\" | 3/8\" ","REDUCER","CR 6-6","600-R-6","/","/","6 R 6",50,"/"]
["3/8\" | 1/2\"","REDUCER","CR 6-8","600-R-8","8 TUR 6","8-6 TRBZ","6 R 8",40,40]
["3/8\" | 5/8\"","REDUCER","CR 6-10","600-R-10","10 TUR 6","10-6 TRBZ","6 R 10",30,50]
["3/8\" | 3/4\"","REDUCER","CR 6-12","600-R-12","12 TUR 6","12-6 TRBZ","6 R 12",30,60]
["1/2\" | 1/4\"","REDUCER","CR 8-4","810-R-4","/","/","8 R 4",150,68]
["1/2\" | 3/8\"","REDUCER","CR 8-6","810-R-6","/","/","8 R 6",150,77]
["1/2\" | 1/2\"","REDUCER","CR 8-8","810-R-8","/","/","8 R 8",100,"/"]
["1/2\" | 5/8\"","REDUCER","CR 8-10","810-R-10","10 TUR 8","10-8 TRBZ","8 R 10",70,77]
["1/2\" | 3/4\"","REDUCER","CR 8-12","810-R-12","12 TUR 8","12-8 TRBZ","8 R 12",70,77]
["1/2\" | 1\"","REDUCER","CR 8-16","810-R-16","16 TUR 8","16-8 TRBZ","8 R 16",50,117]
["5/8\" | 3/4\"","REDUCER","CR 10-12","1010-R-12","/","12-10 TRBZ","10 R 12",50,89]
["5/8\" | 7/8\"","REDUCER","CR 10-14","1010-R-14","/","14-10 TRBZ","10 R 14",40,"/"]
["5/8\" | 1\"","REDUCER","CR 10-16","1010-R16","/","16-10 TRBZ","10 R 16",30,"/"]
["3/4\" | 1/2\"","REDUCER","CR 12-8","1210-R-8","/","/","/",50,129]
["3/4\" | 1\"","REDUCER","CR 12-16","1210-R-16","16 TUR 12","16-12 TRBZ","12 R 16",30,222]
["1\" | 1 1/4\"","REDUCER","CR 16-20","1610-R-20","/","/","/","/","/"]
["1\" | 1 1/2\"","REDUCER","CR 16-24","1610-R-24","/","/","/","/","/"]
["1\" | 2\"","REDUCER","CR 16-32","1610-R-32","/","/","/","/","/"]
["1 1/4\" | 1 1/2\"","REDUCER","CR 20-24","2000-R-24","/","/","/","/","/"]
["1 1/4\" | 2\"","REDUCER","CR 20-32","2000-R-32","/","/","/","/","/"]
["1 1/2\" | 2\"","REDUCER","CR 24-32","2400-R-32","/","/","/","/","/"]
[]
["Metric Tube to Metric Hy-Lok Port"]
["2mm | 3mm","REDUCER","CR 2M-3M","2MO-R-3M","/","/","/","/","/"]
["3mm | 4mm ","REDUCER","CR 3M-4M","3MO-R-4M","M3TURM4","/","/",200,14]
["3mm | 6mm ","REDUCER","CR 3M-6M","3MO-R-6M","M3TURM6","/","3R6-316/MM",200,17]
["3mm | 10mm ","REDUCER","CR 3M-10M","3MO-R-10M","M3TURM10","/","/",150,19]
["4mm | 6mm","REDUCER","CR 4M-6M","4MO-R-6M","M4TURM6","/","/",200,19]
["6mm | 3mm","REDUCER","CR 6M-3M","6MO-R-3M","M6TURM3","/","/",100,21]
["6mm | 8mm","REDUCER","CR 6M-8M","6MO-R-8M","M6TURM8","/","6R8-316/MM",100,23]
["6mm | 10mm","REDUCER","CR 6M-10M","6MO-R-10M","M6TURM10","/","6R10-316/MM ",100,27]
["6mm | 12mm","REDUCER","CR 6M-12M","6MO-R-12M","M6TURM12","/","6R12-316/MM",50,33]
["8mm | 6mm","REDUCER","CR 8M-6M","8MO-R-6M","M8TURM6","/","8R6-316/MM",70,"/"]
["8mm | 10mm","REDUCER","CR 8M-10M","8MO-R-10M","M8TURM10","/","8R10-316/MM",70,29]
["8mm | 12mm","REDUCER","CR 8M-12M","8MO-R-12M","M8TURM12","/","8R12-316/MM",50,37]
["10mm | 6mm","REDUCER","CR 10M-6M","10MO-R-6M","M10TURM6","/","10R6-316/MM",50,34]
["10mm | 12mm","REDUCER","CR 10M-12M","10MO-R-12M","M10TURM12","/","10R12-316/MM",40,40]
["10mm | 15mm","REDUCER","CR 10M-15M","10MO-R-15M","M10TURM15","/","/",30,50]
["10mm | 18mm","REDUCER","CR 10M-18M","10MO-R-18M","M10TURM18","/","10R18-316/MM",30,60]
["12mm | 6mm","REDUCER","CR 12M-6M","12MO-R-6M","M12TURM6","/","12R6-316/MM",150,68]
["12mm | 10mm","REDUCER","CR 12M-10M","12MO-R-10M","M12TURM10","/","12R10-316/MM",150,77]
["12mm | 16mm","REDUCER","CR 12M-16M","12MO-R-16M","M12TURM16","/","12R16-316/MM",70,77]
["12mm | 18mm","REDUCER","CR 12M-18M","12MO-R-18M","M12TURM18","/","12R18-316/MM",70,"/"]
["12mm | 20mm","REDUCER","CR 12M-20M","12MO-R-20M","M12TURM20","/","/",70,77]
["12mm | 22mm","REDUCER","CR 12M-22M","12MO-R-22M","M12TURM22","/","/",70,"/"]
["12mm | 25mm","REDUCER","CR 12M-25M","12MO-R-25M","M12TURM25","/","/",50,117]
["16mm | 12mm","REDUCER","CR 16M-12M","16MO-R-12M","M16TURM12","/","16R12-316/MM",50,"/"]
["18mm | 12mm","REDUCER","CR 18M-12M","18MO-R-12M","M18TURM12","/","18R12-316/MM",50,"/"]
["18mm | 16mm","REDUCER","CR 18M-16M","18MO-R-16M","M18TURM16","/","18R16-316/MM",50,"/"]
["18mm | 20mm","REDUCER","CR 18M-20M","18MO-R-20M","M18TURM20","/","/",40,"/"]
["18mm | 22mm","REDUCER","CR 18M-22M","18MO-R-22M","M18TURM22","/","18R22-316/MM",40,"/"]
["18mm | 25mm","REDUCER","CR 18M-25M","18MO-R-25M","M18TURM25","/","/",30,"/"]
["20mm | 16mm","REDUCER","CR 20M-16M","20MO-R-16M","M20TURM16","/","/",30,"/"]
["20mm | 18mm","REDUCER","CR 20M-18M","20MO-R-18M","M20TURM28","/","/",30,"/"]
["20mm | 22mm","REDUCER","CR 20M-22M","20MO-R-22M","M20TURM22","/","/",30,"/"]
["20mm | 25mm","REDUCER","CR 20M-25M","20MO-R-25M","M20TURM25","/","/",30,222]
["22mm | 18mm","REDUCER","CR 22M-18M","22MO-R-18M","M22TURM18","/","22R18-316/MM",30,"/"]
["22mm | 20mm","REDUCER","CR 22M-20M","22MO-R-20M","M22TURM20","/","/",30,"/"]
["22mm | 25mm","REDUCER","CR 22M-25M","22MO-R-25M","M22TURM25","/","/",30,"/"]
["25mm | 18mm","REDUCER","CR 25M-18M","25MO-R-18M","M25TURM18","/","25R18-316/MM",20,"/"]
["25mm | 20mm","REDUCER","CR 25M-20M","25MO-R-20M","M25TURM20","/","/",20,"/"]
[]
["Metric Tube to Fractional Hy-Lok Port"]
["2mm | 1/8\"","REDUCER","CR 2M-2","2MO-R-2","/","/","/","/","/"]
["3mm | 1/8\"","REDUCER","CR 3M-2","3MO-R-2","/","/","3R2-316/MM E",200,"/"]
["3mm | 1/4\"","REDUCER","CR 3M-4","3MO-R-4","/","/","3R4-316/MM E",200,17]
["4mm | 1/4\"","REDUCER","CR 4M-4","4MO-R-4","/","/","/","/","/"]
["6mm | 1/8\"","REDUCER","CR 6M-2","6MO-R-2","/","/","/","/","/"]
["6mm  |1/4\"","REDUCER","CR 6M-4","6MO-R-4","/","/","6R4-316/MM E",100,22]
["6mm | 5/16\"","REDUCER","CR 6M-5","6MO-R-5","/","/","/",100,23]
["6mm | 3/8\"","REDUCER","CR 6M-6","6MO-R-6","/","/","6R6-316/MM E",100,27]
["6mm | 1/2\"","REDUCER","CR 6M-8","6MO-R-8M","/","/","6R8-316/MM E",50,33]
["8mm | 3/8\"","REDUCER","CR 8M-6","8M0-R-6","/","/","8R6-316/MM E",70,29]
["8mm | 1/2\"","REDUCER","CR 8M-8","8MO-R-8","/","/","8R8-316/MM E",50,37]
["10mm | 3/8\"","REDUCER","CR 10M-6","10MO-R-6","/","/","10R6-316/MM E",50,"/"]
["10mm | 1/2\"","REDUCER","CR 10M-8","10MO-R-8","/","/","10R8-316/MM E",40,40]
["12mm | 1/2\"","REDUCER","CR 12M-8","12MO-R-8","/","/","12R8-316/MM E",100,"/"]
["12mm | 3/4\"","REDUCER","CR 12M-12","12MO-R-12","/","/","12R12-316/MM E",70,77]
["18mm | 3/4\"","REDUCER","CR 18M-12","18MO-R-12","/","/","18R12-316/MM E",40,"/"]
["18mm | 1\"","REDUCER","CR 18M-16","18MO-R-16","/","/","/",30,"/"]
["25mm | 1\"","REDUCER","CR 25M-16","25MO-R-16","/","/","/",31,"/"]
[]
["Fractional Tube to Fractional Hy-Lok Port"]
["1/8\" | 1/8\"","BULKHEAD REDUCER","CBR 2-2","200-R1-2","2 TUBC 2","2-2 T2H2BZ","2 BA 2",150,"/"]
["1/4\" | 1/4\"","BULKHEAD REDUCER","CBR 4-4","400-R1-4","4 TUBC 4","4-4 T2H2BZ","4 BA 4",50,"/"]
["3/8\" | 3/8\"","BULKHEAD REDUCER","CBR 6-6","600-R1-8","6 TUBC 6","6-6 T2H2BZ","6 BA 6",40,"/"]
["1/2\" | 1/2\"","BULKHEAD REDUCER","CBR 8-8","810-R1-8","8 TUBC 8","8-8 T2H2BZ","8 BA 8",60,"/"]
["5/8\" | 5/8\"","BULKHEAD REDUCER","CBR 10-10","1010-R1-10","/","/","10 BA 10","/","/"]
["1\" | 1\"","BULKHEAD REDUCER","CBR 16-16","1610-R1-16","/","/","16 BA 16","/","/"]
[]
["Fractional Hy-Lok Port to Female NPT Thread"]
["1/8\" | 1/8\"","MALE ADAPTER","CAM 2-2N","2-TA-1-2","2 MA 2N","2-2 T2HF","2 AM 2",200,9]
["1/8\" | 1/4\"","MALE ADAPTER","CAM 2-4N","2-TA-1-4","2 MA 4N","2-4 T2HF","2 AM 4",150,19]
["3/16\" | 1/8\"","MALE ADAPTER","CAM 3-2N","3-TA-1-2","3 MA 2N","2-2 T2HF","3 AM 2",200,11]
["3/16\" | 1/4\"","MALE ADAPTER","CAM 3-4N","3-TA-1-4","3 MA 4N","2-4 T2HF","3 AM 4",150,19]
["1/4\" | 1/8\"","MALE ADAPTER","CAM 4-2N","4-TA-1-2","4 MA 2N","4-2 T2HF","4 AM 2",200,11]
["1/4\" | 1/4\"","MALE ADAPTER","CAM 4-4N","4-TA-1-4","4 MA 4N","4-4 T2HF","4 AM 4",150,24]
["1/4\" | 3/8\"","MALE ADAPTER","CAM 4-6N","4-TA-1-6","4 MA 6N","4-6 T2HF","4 AM 6",100,47]
["1/4\" | 1/2\"","MALE ADAPTER","CAM 4-8N","4-TA-1-8","4 MA 8N","4-8 T2HF","4 AM 8",50,76]
["5/16\" | 1/8\"","MALE ADAPTER","CAM 5-2N","5-TA-1-2","5 MA 2N","5-2 T2HF","/",200,11]
["5/16\" | 1/4\"","MALE ADAPTER","CAM 5-4N","5-TA-1-4","5 MA 4N","5-4 T2HF","/",150,23]
["3/8\" | 1/8\"","MALE ADAPTER","CAM 6-2N","6-TA-1-2","6 MA 2N","6-2 T2HF","6 AM 2",200,14]
["3/8\" | 1/4\"","MALE ADAPTER","CAM 6-4N","6-TA-1-4","6 MA 4N","6-4 T2HF","6 AM 4",150,23]
["3/8\" | 3/8\"","MALE ADAPTER","CAM 6-6N","6-TA-1-6","6 MA 6N","6-6 T2HF","6 AM 6",100,37]
["3/8\" | 1/2\"","MALE ADAPTER","CAM 6-8N","6-TA-1-8","6 MA 8N","6-8 T2HF","6 AM 8",50,74]
["1/2\"| 1/4\"","MALE ADAPTER","CAM 8-4N","8-TA-1-4","8 MA 4N","8-4 T2HF","8 AM 4",150,28]
["1/2\" | 3/8\"","MALE ADAPTER","CAM 8-6N","8-TA-1-6","8 MA 6N","8-6 T2HF","8 AM 6",100,37]
["1/2\" | 1/2\"","MALE ADAPTER","CAM 8-8N","8-TA-1-8","8 MA 8N","8-8 T2HF","8 AM 8",100,71]
["5/8\" | 3/8\"","MALE ADAPTER","CAM 10-6N","10-TA-1-6","/","10-6 T2HF","10 AM 6",100,41]
["5/8\" | 1/2\"","MALE ADAPTER","CAM 10-8N","10-TA-1-8","10 MA 8N","10-8 T2HF","10 AM 8",70,66]
["5/8\" | 3/4\"","MALE ADAPTER","CAM 10-12N","10-TA-1-12","/","10-12 T2HF","10 AM 12",50,97]
["3/4\" | 1/2\"","MALE ADAPTER","CAM 12-8N","12-TA-1-8","12 MA 8N","12-8 T2HF","12 AM 8",70,73]
["3/4\" | 3/4\"","MALE ADAPTER","CAM 12-12N","12-TA-1-12","12 MA 12N","12-12 T2HF","12 AM 12",50,109]
["3/4\" | 1\"","MALE ADAPTER","CAM 12-16N","12-TA-1-16","/","12-16 T2HF","12 AM 16",40,"/"]
["7/8\" | 3/4\"","MALE ADAPTER","CAM 14-12N","14-TA-1-12","/","14-12 T2HF","14 AM 12",40,"/"]
["1\" | 3/4\"","MALE ADAPTER","CAM 16-12N","16-TA-1-12","16 MA 12N","16-12 T2HF","16 AM 12",30,115]
["1\" | 1\"","MALE ADAPTER","CAM 16-16N","16-TA-1-16","16 MA 16N","16-16 T2HF","16 AM 16",30,213]
["1 1/4\" | 1 1/4\"","MALE ADAPTER","CAM 20-20N","20-TA-1-20","/","/","/","/","/"]
["1 1/2\" | 1 1/2\"","MALE ADAPTER","CAM 24-24N","24-TA-1-24","/","/","/","/","/"]
["2\" | 2\"","MALE ADAPTER","CAM 32-32N","32-TA-1-32","/","/","/","/","/"]
[]
["Metric Hy-Lok Port to Female NPT Thread"]
["3mm | 1/8\"","MALE ADAPTER","CAM 3M-2N","/","M3MA1/8N","/","3AM2-316/MM E",200,9]
["6mm | 1/8\"","MALE ADAPTER","CAM 6M-2N","6-MTA-1-2","M6MA1/8N","/","6AM2-316/MM E",200,11]
["6mm | 1/4\"","MALE ADAPTER","CAM 6M-4N","6-MTA-1-4","M6MA1/4N","/","6AM4-316/MM E",150,24]
["8mm | 1/4\"","MALE ADAPTER","CAM 8M-4N","8-MTA-1-4","M8MA1/4N","/","8AM4-316/MM E",150,23]
["10mm | 1/4\"","MALE ADAPTER","CAM 10M-4N","10-MTA-1-4","M10MA14N","/","10AM4-316/MM E",100,23]
["10mm | 3/8\"","MALE ADAPTER","CAM 10M-6N","10-MTA-1-6","M10MA3/8N","/","10AM6-316/MM E",100,37]
["10mm | 1/2\"","MALE ADAPTER","CAM 10M-8N","10-MTA-1-8","M10MA1/2N","/","10AM8-316/MM E",50,74]
["12mm | 1/4\"","MALE ADAPTER","CAM 12M-4N","12-MTA-1-4","M12MA1/4N","/","12AM4-316/MM E",150,28]
["12mm | 3/8\"","MALE ADAPTER","CAM 12M-6N","/","M12MA3/8N","/","12AM6-316/MM E",100,37]
["12mm | 1/2\"","MALE ADAPTER","CAM 12M-8N","12-MTA-1-8","M12MA1/2N","/","12AM8-316/MM E",100,71]
["18mm | 1/2\"","MALE ADAPTER","CAM 18M-8N","/","M18MA1/2N","/","18AM8-316/MM E",70,"/"]
["18mm | 3/4\"","MALE ADAPTER","CAM 18M-12N","/","M18MA3/4N","/","18AM12-316/MM E",50,"/"]
["28mm | 1\"","MALE ADAPTER","CAM 28M-16N","28-MTA-1-16","/","/","/","/","/"]
["28mm | 1 1/4\"","MALE ADAPTER","CAM 28M-20N","28-MTA-1-20","/","/","/","/","/"]
["32mm | 1 1/4\"","MALE ADAPTER","CAM 32M-20N","32-MTA-1-20","/","/","/","/","/"]
["38mm | 1 1/2\"","MALE ADAPTER","CAM 38M-24N","38-MTA-1-24","/","/","/","/","/"]
[]
["Fractional Hy-Lok Port to Male NPT Thread"]
["1/8\" | 1/8\"","FEMALE ADAPTER","CAF 2-2N","2-TA-7-2","2 FA 2N","2-2 T2HG","2 AF 2",100,20]
["1/8\" | 1/4\"","FEMALE ADAPTER","CAF 2-4N","2-TA-7-4","2 FA 4N","2-4 T2HG","2 AF 4",70,40]
["3/16\" | 1/8\"","FEMALE ADAPTER","CAF 3-2N","3-TA-7-2","/","3-2 T2HG","3 AF 2",100,21]
["3/16\" | 1/4\"","FEMALE ADAPTER","CAF 3-4N","3-TA-7-4","/","3-4 T2HG","3 AF 4",70,41]
["1/4\" | 1/8\"","FEMALE ADAPTER","CAF 4-2N","4-TA-7-2","4 FA 2N","4-2 T2HG","4 AF 2",100,22]
["1/4\" | 1/4\"","FEMALE ADAPTER","CAF 4-4N","4-TA-7-4","4 FA 4N","4-4 TT2HG","4 AF 4",70,42]
["1/4\" | 3/8\"","FEMALE ADAPTER","CAF 4-6N","4-TA-7-6","4 FA 6N","4-6 T2HG","4 AF 6",25,63]
["1/4\" | 1/2\"","FEMALE ADAPTER","CAF 4-8N","4-TA-7-8","4 FA 8N","4-8 T2HG","4 AF 8",20,69]
["5/16\" | 1/8\"","FEMALE ADAPTER","CAF 5-2N","5-TA-7-2","/","5-2 T2HG","/",100,22]
["5/16\" | 1/4\"","FEMALE ADAPTER","CAF 5-4N","5-TA-7-4","/","5-4 T2HG","/",70,42]
["3/8\" | 1/8\"","FEMALE ADAPTER","CAF 6-2N","6-TA-7-2","6 FA 2N","6-2 T2HG","6 AF 2",100,25]
["3/8\" | 1/4\"","FEMALE ADAPTER","CAF 6-4N","6-TA-7-4","6 FA 4N","6-4 T2HG","6 AF 4",70,45]
["3/8\" | 3/8\"","FEMALE ADAPTER","CAF 6-6N","6-TA-7-6","6 FA 6N","6-6 T2HG","6 AF 6",25,65]
["3/8\" | 1/2\"","FEMALE ADAPTER","CAF 6-8N","6-TA-7-8","6 FA 8N","6-8 T2HG","6 AF 8",20,112]
["1/2\" | 1/4\"","FEMALE ADAPTER","CAF 8-4N","8-TA-7-4","8 FA 4N","8-4 T2HG","8 AF 4",80,49]
["1/2\" | 3/8\" ","FEMALE ADAPTER","CAF 8-6N","8-TA-7-6","8 FA 6N","8-6 T2HG","8 AF 6 ",80,70]
["1/2\" | 1/2\"","FEMALE ADAPTER","CAF 8-8N","8-TA-7-8","8 FA 8N","8-8 T2HG","8 AF 8 ",50,116]
["5/8\" | 3/8\"","FEMALE ADAPTER","CAF 10-6N","10-TA-7-6","/","10-6 T2HG","10 AF 6",50,75]
["5/8\" | 1/2\"","FEMALE ADAPTER","CAF 10-8N","10-TA-7-8","/","10-8 T2HG"," 10 AF 8",50,121]
["5/8\" | 3/4\"","FEMALE ADAPTER","CAF 10-12N","10-TA-7-12","/","10-12 T2HG","10 AF 12",30,163]
["3/4\" | 1/2\"","FEMALE ADAPTER","CAF 12-8N","12-TA-7-8","12 FA 8N","12-8 T2HG","12 AF 8",50,129]
["3/4\" | 3/4\"","FEMALE ADAPTER","CAF 12-12N","12-TA-7-12","12 FA 12N","12-12 T2HG","12 AF 12 ",50,170]
["3/4\" | 1\"","FEMALE ADAPTER","CAF 12-16N","12-TA-7-16","/","12-16 T2HG","12 AF 16",20,"/"]
["7/8\" | 3/4\"","FEMALE ADAPTER","CAF 14-12N","14-TA-7-12","/","/","/",30,181]
["1\" | 3/4\"","FEMALE ADAPTER","CAF 16-12N","16-TA-7-12","/","16-12 T2HG","16 AF 12 ",30,197]
["1\" | 1\"","FEMALE ADAPTER","CAF 16-16N","16-TA-7-16","/","16-16 T2HG","16 AF 16",20,360]
["1 1/4\" | 1 1/4\"","FEMALE ADAPTER","CAF 20-20N","20-TA-7-20","/","/","/","/","/"]
["1 1/2\" | 1 1/2\"","FEMALE ADAPTER","CAF 24-24N","24-TA-7-24","/","/","/","/","/"]
["2\" | 2\"","FEMALE ADAPTER","CAF 32-32N","32-TA-7-32","/","/","/","/","/"]
[]
["Metric Hy-Lok Port to Male NPT Thread"]
["3mm | 1/8\"","FEMALE ADAPTER","CAF 3M-2N","/","M3FA1/8N","/","3AF2-316/MM E",100,20]
["6mm | 1/8\"","FEMALE ADAPTER","CAF 6M-2N","6-MTA-2N","M6FA1/8N","/","6AF2-316/MM E",100,22]
["6mm | 1/4\"","FEMALE ADAPTER","CAF 6M-4N","6-MTA-4N","M6FA1/4N","/","6AF4-316/MM E",70,42]
["8mm | 1/4\"","FEMALE ADAPTER","CAF 8M-4N","8-MTA-7-4","M8FA1/4N","/","8AF4-316/MM E",70,42]
["10mm | 1/4\"","FEMALE ADAPTER","CAF 10M-4N","10-MTA-7-4","M10FA1/4N","/","10AF4-316/MM E",70,45]
["10mm | 3/8\"","FEMALE ADAPTER","CAF 10M-6N","10-MTA-7-6","M10FA 3/8N","/","10AF6-316/MM E",25,65]
["10mm | 1/2\"","FEMALE ADAPTER","CAF 10M-8N","10-MTA-7-8","M10FA 1/2N","/","10AF8-316/MM E",20,112]
["12mm | 1/4\"","FEMALE ADAPTER","CAF 12M-4N","12-MTA-7-4","M12FA1/4N","/","12AF4-316/MM E",80,49]
["12mm | 3/8\"","FEMALE ADAPTER","CAF 12M-6N","/","M12FA3/8N","/","12AF6-316/MM E",80,70]
["12mm | 1/2\"","FEMALE ADAPTER","CAF 12M-8N","12-MTA-7-8","M12FA1/2N","/","12AF8-316/MM E",50,116]
["18mm | 3/4\"","FEMALE ADAPTER","CAF 18M-12N","/","M18FA3/4","/","18AF12-316/MM E",50]
[]
["To Fractional Hy-Lok Port"]
["1/16\"","PORT CONNECTOR","CPC - 1","101-PC","1 PC 1","/","1 PC","/","/"]
["1/8\"","PORT CONNECTOR","CPC - 2","201-PC","2 PC 2","2-2 ZPC","2 PC",200,1]
["1/4\"","PORT CONNECTOR","CPC - 4","401-PC","4 PC 4","4-4 ZPC","4 PC",200,3]
["5/16\"","PORT CONNECTOR","CPC - 5","501-PC","/","5-5 ZPC","/",150,"/"]
["3/8\"","PORT CONNECTOR"," CPC - 6","601-PC","6 PC 6","6-6 ZPC","6 PC",150,6]
["1/2\"","PORT CONNECTOR","CPC - 8 ","811-PC","8 PC 8","8-8 ZPC","8 PC",200,15]
["3/4\"","PORT CONNECTOR","CPC - 12","1211-PC","12 PC 12","12-12 ZPC","12 PC",150,"/"]
["1\"","PORT CONNECTOR","CPC  - 16","1611-PC","/","16-16 ZPC","/",100,"/"]
[]
["To Metric Hy-Lok Port"]
["3mm","PORT CONNECTOR","CPC - 3M","3M1-PC","PC M3","/","3PC-316/MM",200,1]
["6mm","PORT CONNECTOR","CPC - 6M","6M1-PC","PC M6","/","6PC-316/MM",200,3]
["8mm","PORT CONNECTOR","CPC - 8M","8M1-PC","PC M8","/","8PC-316/MM",150,"/"]
["10mm","PORT CONNECTOR","CPC - 10M","10M1-PC","PC M10","/","10PC-316/MM",150,6]
["12mm","PORT CONNECTOR","CPC - 12M","12M1-PC","PC M12","/","12PC-316/MM ",200,15]
["15mm","PORT CONNECTOR","CPC - 15M","15M1-PC","/","/","/","/","/"]
["16mm ","PORT CONNECTOR","CPC - 16M","16M1-PC","PC M16","/","16PC-316/MM",150,"/"]
["18mm","PORT CONNECTOR","CPC - 18M","18M1-PC","/","/","18PC-316/MM","/","/"]
["20mm","PORT CONNECTOR","CPC - 20M","20M1-PC","/","/","/","/","/"]
["25mm","PORT CONNECTOR","CPC - 25M","25M1-PC","/","/","25PC-316/MM ","/","/"]
["28mm","PORT CONNECTOR","CPC - 28M","28M1-PC","/","/","/","/","/"]
["32mm","PORT CONNECTOR","CPC - 32M","32M1-PC","/","/","/","/","/"]
["38mm","PORT CONNECTOR","CPC - 38M","38M1-PC","/","/","/","/","/"]
[]
["To Fractional Hy-Lok Port"]
["1/8\" | 1/16\"","REDUCING PORT CONNECTOR","CPR 2-1","201-PC-1","/","/","2 PC 1","/","/"]
["1/4\" | 1/16\"","REDUCING PORT CONNECTOR","CPR 4-1","401-PC-1","/","/","4 PC 1","/","/"]
["1/4\" | 1/8\"","REDUCING PORT CONNECTOR","CPR 4-2","401-PC-2","/","/","4 PC 2",200,"/"]
["3/8\" | 1/8\"","REDUCING PORT CONNECTOR","CPR 6-2","601-PC-2","/","/","6 PC 2",150,"/"]
["3/8\" | 1/4\"","REDUCING PORT CONNECTOR","CPR 6-4","601-PC-4","/","/","6 PC 4",150,"/"]
["1/2\" | 1/4\"","REDUCING PORT CONNECTOR","CPR 8-4","811-PC-4","/","/","8 PC 4",200,"/"]
["1/2\" | 3/8\"","REDUCING PORT CONNECTOR","CPR 8-6","811-PC-6","/","/","8 PC 6",200,"/"]
["3/4\" | 1/2\"","REDUCING PORT CONNECTOR","CPR 12-8","1211-PC-8","/","/","12 PC 8",150,"/"]
["1\" | 1/2\"","REDUCING PORT CONNECTOR","CPR 16-8","1611-PC-8","/","/","/","/","/"]
["1\" | 3/4\"","REDUCING PORT CONNECTOR","CPR 16-12","1611-PC-12","/","/","/","/","/"]
[]
["To Metric Hy-Lok Port"]
["6mm | 3mm","REDUCING PORT CONNECTOR","CPR 6M-3M","6M1-PC-3M","/","/","6PC3-316/MM ",200,"/"]
["8mm | 6mm","REDUCING PORT CONNECTOR","CPR 8M-6M","8M1-PC-6M","/","/","8PC6-316/MM",150,"/"]
["10mm | 6mm","REDUCING PORT CONNECTOR","CPR 10M-6M","10M1-PC-6M","/","/","10PC6-316/MM",150,"/"]
["10mm | 8mm","REDUCING PORT CONNECTOR","CPR 10M-8M","10M1-PC-8M","/","/","/","/","/"]
["12mm | 6mm","REDUCING PORT CONNECTOR","CPR 12M-6M","12M1-PC-6M","/","/","12PC6-316/MM",200,"/"]
["12mm | 8mm","REDUCING PORT CONNECTOR","CPR 12M-8M","12M1-PC-8M","/","/","12PC8-316/MM",200,"/"]
["12mm | 10mm","REDUCING PORT CONNECTOR","CPR 12M-10M","12M1-PC-10M","/","/","12PC10-316/MM",200,"/"]
["16mm | 12mm","REDUCING PORT CONNECTOR","CPR 16M-12M","16M1-PC-12M","/","/","16PC12-316/MM",150,"/"]
["28mm | 25mm","REDUCING PORT CONNECTOR","CPR 28M-25M","28M1-PC-25M","/","/","/","/","/"]
["32mm | 25mm","REDUCING PORT CONNECTOR","CPR 32M-25M","32M1-PC-25M","/","/","/","/","/"]
["38mm | 25mm","REDUCING PORT CONNECTOR","CPR 38M-25M","38M1-PC-25M","/","/","/","/","/"]
[]
[]
["1/4\" | SMOOTH","FLANGE LAPPED TUBE CONNECTOR","CFTC4-SM","400-1-0264","/","/","4CLFA",2,"/"]
["1/4\" | SERRATED","FLANGE LAPPED TUBE CONNECTOR","CFTC4-SE","/","/","/","4CLFB",2,"/"]
["3/8\" | SMOOTH","FLANGE LAPPED TUBE CONNECTOR","CFTC6-SM","600-1-0151","/","/","6CLFA",2,"/"]
["3/8\" | SERRATED","FLANGE LAPPED TUBE CONNECTOR","CFTC6-SE","600-1-0152","/","/","6CLFB",2,"/"]
["1/2\" | SMOOTH","FLANGE LAPPED TUBE CONNECTOR","CFTC8-SM","810-1-0080","/","/","8CLFA",5,"/"]
["1/2\" | SERRATED","FLANGE LAPPED TUBE CONNECTOR","CFTC8-SE","/","/","/","8CLFB",5,"/"]
[]
["Fractional Tube to AN Flared Tube"]
["1/16\" | 1/8\"","AN UNION","CFU 1-2","100-6-2AN","/","1-2 XHBZ","1 UAN 2","/",10]
["1/8\" | 1/8\"","AN UNION","CFU 2-2","200-6-2AN","2 XASC 2","2-2 XHBZ","2 UAN 2",100,11]
["1/8\" | 1/4\"","AN UNION","CFU 2-4","200-6-4AN","4 XASC 2","4-2 XHBZ","2 UAN 4",80,15]
["1/4\" | 1/4\"","AN UNION","CFU 4-4","400-6-4AN","4 XASC 4","4-4 XHBZ","4 UAN 4",80,24]
["5/16\" | 5/16\"","AN UNION","CFU 5-5","500-6-5AN","5 XASC 5","5-5 XHBZ","/",80,"/"]
["3/8\" | 1/4\"","AN UNION","CFU 6-4","600-6-4AN","6 XASC 4","6-4 XHBZ","6 UAN 4",60,37]
["3/8\" | 3/8\"","AN UNION","CFU 6-6","600-6-6AN","6 XASC 6","6-6 XHBZ","6 UAN 6",50,45]
["1/2\" | 1/2\"","AN UNION","CFU 8-8","810-6-8AN","8 XASC 8 ","8-8 XHBZ","8 UAN 8",65,91]
["3/4\" | 3/4\"","AN UNION","CFU 12-12","1210-6-12AN","12 XASC 12","12-12 XHBZ","12 UAN 12",30,"/"]
["1\" | 1\"","AN UNION","CFU 16-16","1610-6-16AN","16 XASC 16","16-16 XHBZ","16 UAN 16",20,"/"]
[]
["Fractional Tube to AN Flared Tube"]
["1/4\" | 1/4\"","AN BULKHEAD UNION","CBFU 4-4","400-61-4AN","4XABC4","4-4XHBZ","4 BUAN 4",50,46]
["3/8\" | 3/8\"","AN BULKHEAD UNION","CBFU 6-6","600-61-6AN","6XABC6","6-6XHBZ","6 BUAN 6",30,73]
["1/2\" | 1/2\"","AN BULKHEAD UNION","CBFU 8-8","810-61-8AN","8XABC8","8-8XHBZ","8 BUAN 8",40,"/"]
["3/4\" | 3/4\"","AN BULKHEAD UNION","CBFU 12-12","1210-61-12AN","12XABC12","12-12XHBZ","12 BUAN 12",20,"/"]
["1\" | 1\"","AN BULKHEAD UNION","CBFU 16-16","1610-61-16AN","16XABC16","16-16XHBZ","16 BUAN 16",10,"/"]
[]
["Fractional Hy-Lok Port to Male AN"]
["1/8\" | 1/8\"","AN ADAPTER","CFA 2-2","200-A-2ANF","2X6TU 2","2-2 X6HBZ6","2AAN2",100,15]
["1/8\" | 1/4\"","AN ADAPTER","CFA 2-4","200-A-4ANF","/","/","2AAN4",80,"/"]
["1/4\" | 1/4\"","AN ADAPTER","CFA 4-4","400-A-4ANF","4X6TU 4","4-4 X6HBZ6","4AAN4",80,23]
["3/8\" | 3/8\"","AN ADAPTER","CFA 6-6","600-A-6ANF","6X6TU 6","6-6 X6HBZ6","6AAN6",40,37]
["1/2\" | 1/2\"","AN ADAPTER","CFA 8-8","810-A-8ANF","8X6TU 8","8-8 X6HBZ6","8AAN8",60,71]
[]
["Fractional Tube to SAE / MS Straight Thread Boss"]
["1/8\" | 5/16-24","SAE / MS MALE CONNECTOR","CSC 2-2U","200-1-2ST","2 M1SC 2","2-2 ZHBA","/",100,"/"]
["1/8\" | 7/16-20","SAE / MS MALE CONNECTOR","CSC 2-4U","200-1-4ST","/","/","/","/","/"]
["1/4\" | 7/16-20","SAE / MS MALE CONNECTOR","CSC 4-4U","400-1-4ST","4 M1SC 4","4-4 ZHBA","/",80,"/"]
["1/4\" | 9/16-18","SAE / MS MALE CONNECTOR","CSC 4-6U","400-1-6ST","4 M1SC 6","4-6 ZHBA","/",50,"/"]
["1/4\" | 3/4-16","SAE / MS MALE CONNECTOR","CSC 4-8U","400-1-8ST","/","/","/",25,"/"]
["1/4\" | 7/8-14","SAE / MS MALE CONNECTOR","CSC 4-10U","400-1-10ST","/","/","/",20,"/"]
["5/16\" | 1/2-20","SAE / MS MALE CONNECTOR","CSC 5-5U","500-1-5ST","5 M1SC 5","5-5 ZHBA","/",50,"/"]
["3/8\" | 7/16-20","SAE / MS MALE CONNECTOR","CSC 6-4U","600-1-4ST","/",null,"/",50,"/"]
["3/8\" | 9/16-18","SAE / MS MALE CONNECTOR","CSC 6-6U","600-1-6ST","6 M1SC 6","6-6 ZHBA","/",40,"/"]
["3/8\" | 3/4-16","SAE / MS MALE CONNECTOR","CSC 6-8U","600-1-8ST","/","/","/",25,"/"]
["3/8\" | 7/8-14","SAE / MS MALE CONNECTOR","CSC 6-10U","600-1-10ST","/","/","/",20,"/"]
["1/2\" | 9/16-18","SAE / MS MALE CONNECTOR","CSC 8-6U","810-1-6ST","8 M1SC 6","8-6 ZHBA","/",65,"/"]
["1/2\" | 3/4-16","SAE / MS MALE CONNECTOR","CSC 8-8U","810-1-8ST","8 M1SC 8","8-8 ZHBA","/",65,"/"]
["1/2\" | 7/8-14","SAE / MS MALE CONNECTOR","CSC 8-10U","810-1-10ST","/","/","/",40,"/"]
["1/2\" | 1-1/16-12","SAE / MS MALE CONNECTOR","CSC 8-12U","810-1-12ST","/","/","/",35,"/"]
["5/8\" | 3/4-16","SAE / MS MALE CONNECTOR","CSC 10-8U","1010-1-8ST","/","/","/",35,"/"]
["5/8\" | 7/8-14","SAE / MS MALE CONNECTOR","CSC 10-10U","1010-1-10ST","10 M1SC 10","10-10ZHBA","/",35,"/"]
["3/4\" | 3/4-16","SAE / MS MALE CONNECTOR","CSC 12-8U","1210-1-8ST","/","/","/",35,"/"]
["3/4\" | 1-1/16-12","SAE / MS MALE CONNECTOR","CSC 12-12U","1210-1-12ST","12 M1SC 12","12-12 ZHBA","/",35,"/"]
["7/8\" | 1-3/16-12","SAE / MS MALE CONNECTOR","CSC 14-14U","1410-1-14ST","14 M1SC 14","14-14 ZHBA","/",20,"/"]
["1\" | 1-1/16-12","SAE / MS MALE CONNECTOR","CSC 16-12U","1610-1-12ST","/","/","/",20,"/"]
["1\" | 1-5/16-12","SAE / MS MALE CONNECTOR","CSC 16-16U","1610-1-16ST","16 M1SC 16","16-16 ZHBA","/",20,"/"]
["1 1/4\" | 1-5/8-12","SAE / MS MALE CONNECTOR","CSC 20-20U","2000-1-20ST","/","/","/","/","/"]
["1 1/2\" | 1-7/8-12","SAE / MS MALE CONNECTOR","CSC 24-24U","2400-1-24ST","/","/","/","/","/"]
["2\" | 2-1/2-12","SAE / MS MALE CONNECTOR","CSC 32-32U","3200-1-32ST","/","/","/","/","/"]
[]
["Fractional Tube to SAE / MS Straight Thread Boss"]
["1/4\" | 7/16-20","SAW / MS MALE ELBOW FOR ADJUSTABLE","CSLA 4-4U","400-2-4ST","4 M5SEL 4","4-4 C5BZ","/",50,"/"]
["1/4\" | 9/16-18","SAW / MS MALE ELBOW FOR ADJUSTABLE","CSLA 4-6U","400-2-6ST","/","/","/","/","/"]
["5/16\" | 1/2-20","SAW / MS MALE ELBOW FOR ADJUSTABLE","CSLA 5-5U","500-2-5ST","/","/","/",30,"/"]
["3/8\" | 9/16]18","SAW / MS MALE ELBOW FOR ADJUSTABLE","CSLA 6-6U","600-2-6ST","6 M5SEL 6","6-6 C5BZ","/",25,"/"]
["3/8\" | 3/4-16","SAW / MS MALE ELBOW FOR ADJUSTABLE","CSLA 6-8U","600-2-8ST","/","/","/",15,"/"]
["1/2\" | 3/4-16","SAW / MS MALE ELBOW FOR ADJUSTABLE","CSLA 8-8U","810-2-8ST","8 M5SEL 8","8-8 C5BZ","/",35,"/"]
["5/8\" | 7/8-14","SAW / MS MALE ELBOW FOR ADJUSTABLE","CSLA 10-10U","1010-2-10ST","/","/","/",20,"/"]
["3/4\" | 1-1/16-12","SAW / MS MALE ELBOW FOR ADJUSTABLE","CSLA 12-12U","1210-2-12ST","12 M5SEL 12","12-12 C5BZ","/",20,"/"]
["7/8\" | 1-3/16-12","SAW / MS MALE ELBOW FOR ADJUSTABLE","CSLA 14-14U","1410-2-14ST","/","/","/",15,"/"]
["1\" | 1-5/16-12","SAW / MS MALE ELBOW FOR ADJUSTABLE","CSLA 16-16U","1610-2-16ST","16 M5SEL 16","16-16 C5BZ","/",10,"/"]
["1 1/4\" | 1-5/8-12","SAW / MS MALE ELBOW FOR ADJUSTABLE","CSLA 20-20U","2000-2-20ST","/","/","/","/","/"]
["1 1/2\" | 1-7/8-12","SAW / MS MALE ELBOW FOR ADJUSTABLE","CSLA 24-24U","2400-2-24ST","/","/","/","/","/"]
["2\" | 2-1/2-12","SAW / MS MALE ELBOW FOR ADJUSTABLE","CSLA 32-32U","3200-2-32ST","/","/","/","/","/"]
[]
["Fractional Tube to SAE / MS Straight Thread Boss"]
["1/4\" | 7/16-20","SAE / MS 45° MALE ELBOW FOR ADJUSTABLE","CSLB 4-4U","400-5-4ST","/","/","/",40,"/"]
["3/8\" | 9/16-18","SAE / MS 45° MALE ELBOW FOR ADJUSTABLE","CSLB 6-6U","600-5-6ST","/","/","/",20,"/"]
["1/2\" | 3/4-16","SAE / MS 45° MALE ELBOW FOR ADJUSTABLE","CSLB 8-8U","810-5-8ST","/","/","/",35,"/"]
["3/4\" | 1-1/16-12","SAE / MS 45° MALE ELBOW FOR ADJUSTABLE","CSLB 12-12U","1210-5-12ST","/","/","/",20,"/"]
["1\" | 1-5/16-12","SAE / MS 45° MALE ELBOW FOR ADJUSTABLE","CSLB 16-16U","1610-5-16ST","/","/","/",10,"/"]
[]
["Fractional Tube to SAE / MS Straight Thread Boss"]
["1/4\" | 7/16-20","SAE / MS MALE RUN TEE FOR ADJUSTABLE","CSRT 4-4U","400-3TST","4 M5BT 4","4-4-4 R5BZ","/",30,"/"]
["3/8\" | 9/16-18","SAE / MS MALE RUN TEE FOR ADJUSTABLE","CSRT 6-6U","610-3TST","6 M5BT 6","6-6-6 R5BZ","/",20,"/"]
["1/2\" | 3/4-16","SAE / MS MALE RUN TEE FOR ADJUSTABLE","CSRT 8-8U","810-3TST","8 M5BT 8","8-8-8 R5BZ","/",25,"/"]
["3/4\" | 1-1/16-12","SAE / MS MALE RUN TEE FOR ADJUSTABLE","CSRT 12-12U","1210-3TST","12 M5BT 12","12-12-12 R5BZ","/",10,"/"]
["1\" | 1-5/16-12","SAE / MS MALE RUN TEE FOR ADJUSTABLE","CSRT 16-16U","1610-3TST","16 M5RT 16","16-16-16 R5BZ","/",6,"/"]
["1 1/4\" | 1-5/8-12","SAE / MS MALE RUN TEE FOR ADJUSTABLE","CSRT 20-20U","2000-3TST","/","/","/","/","/"]
["1 1/2\" | 1-7/8-12","SAE / MS MALE RUN TEE FOR ADJUSTABLE","CSRT 24-24U","2400-3TST","/","/","/","/","/"]
["2\" | 2-1/2-12","SAE / MS MALE RUN TEE FOR ADJUSTABLE","CSRT 32-32U","3200-3TST","/","/","/","/","/"]
[]
["Fractional Tube to SAE / MS Straight Thread Boss"]
["1/4\" | 7/16-20","SAE / MS MALE BRANCH TEE FOR ADJUSTABLE","CSBT 4-4U","400-3TTS","4 M5BT 4","4-4-4 S5BZ","/",30,"/"]
["3/8\" | 9/16-18","SAE / MS MALE BRANCH TEE FOR ADJUSTABLE","CSBT 6-6U","600-3TTS","6 M5BT 6","6-6-6- S5BZ","/",20,"/"]
["1/2\" | 3/4-16","SAE / MS MALE BRANCH TEE FOR ADJUSTABLE","CSBT 8-8U","810-3TTS","8 M5BT 8","8-8-8 S5BZ","/",25,"/"]
["3/4\" | 1-1/16-12","SAE / MS MALE BRANCH TEE FOR ADJUSTABLE","CSBT 12-12U","1210-3TTS","12 M5BT 12","12-12-12 S5BZ","/",10,"/"]
["1\" | 1-5/16-12","SAE / MS MALE BRANCH TEE FOR ADJUSTABLE","CSBT 16-16U","1610-3TTS","16 M5BT 16","16-16-16 S5BZ","/",6,"/"]
["1 1/4\" | 1-5/8-12","SAE / MS MALE BRANCH TEE FOR ADJUSTABLE","CSBT 20-20U ","2000-3TTS","/","/","/","/","/"]
["1 1/2\" | 1-7/8-12","SAE / MS MALE BRANCH TEE FOR ADJUSTABLE","CSBT 24-24U","2400-3TTS","/","/","/","/","/"]
["2\" | 2-1/2-12","SAE / MS MALE BRANCH TEE FOR ADJUSTABLE","CSBT 32-32U","3200-3TTS","/","/","/","/","/"]
[]
["Fractional Tube to Female Straight Thread"]
["1/8\" | 1/8\"","O-SEAL STRAIGHT THREAD CONNECTOR","COS 2-2U","200-1-OR","2 M2SC 2","2-2 ZHBA 5","2COS",80,"/"]
["3/16\" | 3/16\"","O-SEAL STRAIGHT THREAD CONNECTOR","COS 3-3U","300-1-OR","3 M2SC 3","3-3 ZHBA 5","3COS",50,"/"]
["1/4\" | 1/4\"","O-SEAL STRAIGHT THREAD CONNECTOR","COS 4-4U","400-1-0R","4 M2SC 4","4-4 ZHBA 5","4COS",25,"/"]
["5/16\" | 5/16\"","O-SEAL STRAIGHT THREAD CONNECTOR","COS 5-5U","500-1-OR","5 M2SC 5","5-5 ZHBA 5","/",25,"/"]
["3/8\" | 3/8\"","O-SEAL STRAIGHT THREAD CONNECTOR","COS 6-6U","600-1-OR","6 M2SC 6","6-6 ZHBA 5","6COS",20,"/"]
["1/2\" | 1/2\"","O-SEAL STRAIGHT THREAD CONNECTOR","COS 8-8U","810-1-OR","8 M2SC 8","8-8 ZHBA 5","8COS","/","/"]
["3/4\" | 3/4\"","O-SEAL STRAIGHT THREAD CONNECTOR","COS 12-12U","1210-1-OR","12 M2SC 12","12-12 ZHBA 5","12COS",20,"/"]
["1\" | 1\"","O-SEAL STRAIGHT THREAD CONNECTOR","COS 16-16U","1610-1-OR","16 M2SC 16","16-16 ZHBA 5","16COS",15,"/"]
[]
["Fractional Tube to  Female NPT Thread"]
["1/8\" | 1/8\"","O-SEAL PIPE THREAD CONNECTOR","COP 2-2","200-1-2-OR","2 M3SC 2","2-2 ZHBF5","2 COM 2",35,"/"]
["1/4\" | 1/8\"","O-SEAL PIPE THREAD CONNECTOR","COP 4-2","400-1-2-OR","4 M3SC 2","4-2 ZHBF5","4 COM 2",35,"/"]
["1/4\" | 1/4\"","O-SEAL PIPE THREAD CONNECTOR","COP 4-4","400-1-4-OR","4 M3SC 4","4-4 ZHBF5","4 COM 4",20,"/"]
["3/8\" | 1/4\"","O-SEAL PIPE THREAD CONNECTOR","COP 6-4","600-1-4-OR","6 M3SC 4","6-4 ZHBF5","6 COM 4",20,"/"]
["3/8\" | 3/8\"","O-SEAL PIPE THREAD CONNECTOR","COP 6-6","600-1-6-OR","6 M3SC 6","6-6 ZHBF5","6 COM 6",10,"/"]
["3/8\" | 1/2\"","O-SEAL PIPE THREAD CONNECTOR","COP 6-8","600-1-8-OR","6 M3SC 8","6-8 ZHBF5","6 COM 8",10,"/"]
["1/2\" | 1/2\"","O-SEAL PIPE THREAD CONNECTOR","COP 8-8","810-1-8-OR","8 M3SC 8","8-8 ZHBF5","8 COM 8",20,"/"]
[]
["Fractional Tube to Pipe"]
["1/8\" | 1/8\" ","MALE PIPE WELD CONNECTOR","CWC 2-2P","200-1-2W","2-1/8 ZHLW 2","2-1/8 ZHBW2","2 CBW 2",100,19]
["3/16\" | 1/8\"","MALE PIPE WELD CONNECTOR","CWC 3-2P","300-1-2W","3-1/8 ZHLW 2","3-1/8 ZHBW2","3 CBW 2",100,21]
["1/4\" | 1/8\" ","MALE PIPE WELD CONNECTOR","CWC 4-2P","400-1-2W","4-1/8 ZHLW 2","4-1/8 ZHBW2","4 CBW 2",80,25]
["1/4\" | 1/4\"","MALE PIPE WELD CONNECTOR","CWC 4-4P","400-1-4W","4-1/4 ZHLW 4","4-1/4 ZHBW2","4 CBW 4",80,36]
["5/16\" | 1/8\"","MALE PIPE WELD CONNECTOR","CWC 5-2P","500-1-2W","5-1/8 ZHLW 2","5-1/8 ZHBW2","/",80,"/"]
["5/16\" | 1/4\"","MALE PIPE WELD CONNECTOR","CWC 5-4P","500-1-4W","/","5-1/4 ZHBW2","/",60,"/"]
["3/8\" | 1/4\"","MALE PIPE WELD CONNECTOR","CWC 6-4P","600-1-4W","6-1/4 ZHLW 4","6-1/4 ZHBW2","6 CBW 4",60,36]
["3/8\" | 3/8\"","MALE PIPE WELD CONNECTOR","CWC 6-6P","600-1-6W","6-3/8 ZHLW 6","6-3/8 ZHBW2","6 CBW 6",50,54]
["3/8\" | 1/2\"","MALE PIPE WELD CONNECTOR","CWC 6-8P","600-1-8W","6-1/2 ZHLW 8","6-1/2 ZHBW2","6 CBW 8",25,93]
["3/8\" | 3/4\"","MALE PIPE WELD CONNECTOR","CWC 6-12P","600-1-12W","/","/","/","/","/"]
["1/2\" | 3/8\"","MALE PIPE WELD CONNECTOR","CWC 8-6P","810-1-6W","8-3/8 ZHLW 6","/","8 CBW 6",70,71]
["1/2\" | 1/2\" ","MALE PIPE WELD CONNECTOR","CWC 8-8P","810-1-8W","8-1/2 ZHLW 82","/","8 CBW 8",70,99]
["1/2\" | 3/4\"","MALE PIPE WELD CONNECTOR","CWC 8-12P","810-1-12W","/","/","/",35,"/"]
["5/8\" | 1/2\"","MALE PIPE WELD CONNECTOR","CWC 10-8P","1010-1-8W","10-1/2 ZHLW 8","10-1/2 ZHBW2","10 CBW 8",40,102]
["3/4\" | 3/4\"","MALE PIPE WELD CONNECTOR","CWC 12-12P","1210-1-12W","12-3/4 ZHLW 12","12-3/4 ZHBW2","12 CBW 12 ",35,140]
["1\" | 1\"","MALE PIPE WELD CONNECTOR","CWC 16-16P","1610-1-16W","16-1 ZHLW 16","16-1- ZHBW2","16 CBW 16",20,255]
["1 1/4\" | 1 1/4\"","MALE PIPE WELD CONNECTOR","CWC 20-20P","2000-1-20W","/","/","/","/","/"]
["1 1/2\" | 1 1/2\"","MALE PIPE WELD CONNECTOR","CWC 24-24P","2400-1-24W","/","/","/","/","/"]
["2\" | 2\"","MALE PIPE WELD CONNECTOR","CWC 32-32P","3200-1-32W","/","/","/","/","/"]
[]
["Metric Tube to Pipe"]
["3mm | 1/8\" ","MALE PIPE WELD CONNECTOR","CWC 3M-2P","3MO-1-2W","M3ZHLW1/8","/","3CBW2-316/MM E",100,"/"]
["4mm | 1/8\"","MALE PIPE WELD CONNECTOR","CWC 4M-2P","4MO-1-2W","M4ZHLW1/8","/","/",100,"/"]
["6mm | 1/8\"","MALE PIPE WELD CONNECTOR","CWC 6M-2P","6MO-1-2W","M6ZHLW1/8","/","6CBW2-316/MM E",80,"/"]
["6mm | 1/4\"","MALE PIPE WELD CONNECTOR","CWC 6M-4P ","6MO-1-4W","M6ZHLW1/4","/","6CBW4-316/MM E",80,"/"]
["8mm | 1/8\"","MALE PIPE WELD CONNECTOR","CWC 8M-2P","8MO-1-2W","M8ZHLW1/8","/","/",80,"/"]
["8mm | 1/4\"","MALE PIPE WELD CONNECTOR","CWC 8M-4P","8MO-1-4W","M8ZHLW1/4","/","/",60,"/"]
["8mm | 1/2\"","MALE PIPE WELD CONNECTOR","CWC 8M-8P","8MO-1-8W","M8ZHLW1/2","/","/",25,"/"]
["10mm | 1/4\"","MALE PIPE WELD CONNECTOR","CWC 10M-4P","10MO-1-4W","M10ZHLW1/4","/","/",50,"/"]
["10mm | 3/8\"","MALE PIPE WELD CONNECTOR","CWC 10M-6P","10MO-1-6W","M10ZHLW3/8","/","10CBW6-316/MM E",50,"/"]
["10mm | 1/2\"","MALE PIPE WELD CONNECTOR","CWC 10M-8P","10MO-1-8W","M10ZHLW1/2","/","10CBW8-316/MM E",25,"/"]
["12mm | 1/4\"","MALE PIPE WELD CONNECTOR","CWC 12M-4P","12MO-1-4W","M12ZHLW1/4","/","/",70,"/"]
["12mm | 3/8\"","MALE PIPE WELD CONNECTOR","CWC 12M-6P","12MO-1-6W","M12ZHLW3/8","/","/",70,"/"]
["12mm | 1/2\"","MALE PIPE WELD CONNECTOR","CWC 12M-8P","12MO-1-8W","M12ZHLW1/2","/","12CBW8-316/MM E",70,"/"]
["14mm | 3/8\"","MALE PIPE WELD CONNECTOR","CWC 14M-6P","14MO-1-6W","/","/","/","/","/"]
["15mm | 1/2\"","MALE PIPE WELD CONNECTOR","CWC 15M-8P","15MO-1-8W","M15ZHLW1/2","/","/",40,"/"]
["16mm | 1/2\"","MALE PIPE WELD CONNECTOR","CWC 16M-8P","16MO-1-8W","M16ZHLW1/2","/","16CBW8-316/MM E",40,"/"]
["18mm | 1/2\"","MALE PIPE WELD CONNECTOR","CWC 18M-8P","18MO-1-8W","M18ZHLW1/2","/","18CBW8-316/MM E",40,"/"]
["32mm | 1 1/4\"","MALE PIPE WELD CONNECTOR","CWC 32M-20P","32MO-1-20W","/","/","/","/","/"]
["38mm | 1 1/2\"","MALE PIPE WELD CONNECTOR","CWC 38M-24P","38MO-1-24W","/","/","/","/","/"]
[]
["Fractional Tube to Pipe"]
["1/8\" | 1/8\"","MALE PIPE WELD ELBOW","CLW 2-2P","/","2-1/8 ZELW2","2-1/8 ZEBWZ","2 LBW 2",50,"/"]
["1/4\" | 1/4\"","MALE PIPE WELD ELBOW","CLW 4-4P","400-2-4W","4-1/4 ZELW2","4-1/4 ZEBWZ","4 LBW 4",50,47]
["3/8\" | 1/4\"","MALE PIPE WELD ELBOW","CLW 6-4P","600-2-4W","6-1/4 ZELW2","6-1/4 ZEBWZ","6 LBW 4",35,57]
["1/2\" | 1/2\"","MALE PIPE WELD ELBOW","CLW 8-8P","810-2-8W","8-1/2 ZELW2","8-1/2 ZEBWZ","8 LBW 8",35,"/"]
["3/4\" | 3/4\"","MALE PIPE WELD ELBOW","CLW 12-12P","1210-2-12W","12-3/4 ZELW2","12-3/4 ZEBWZ","12 LBW 12",20,"/"]
[]
["Fractional Tubes"]
["1/8\"","TUBE SOCKET WELD CONNECTOR","CSWC 2-2","200-6-2W","2-2 ZHLW","2-2 ZHBW","2 CW 2",100,16]
["1/4\"","TUBE SOCKET WELD CONNECTOR","CSWC 4-4","400-6-4W","4-4 ZHLW","4-4 ZHBW","4 CW 4",80,25]
["3/8\"","TUBE SOCKET WELD CONNECTOR","CSWC 6-6 ","600-6-6W","6-6 ZHLW","6-6 ZHBW","6 CW 6",50,41]
["1/2\"","TUBE SOCKET WELD CONNECTOR","CSWC 8-8 ","810-6-8W","8-8 ZHLW","8-8 ZHBW","8 CW 8",70,70]
["3/4\" ","TUBE SOCKET WELD CONNECTOR","CSWC 12-12","1210-6-12W","12-12 ZHLW","12-12 ZHBW","12 CW 12",35,"/"]
["1\"","TUBE SOCKET WELD CONNECTOR","CSWC 16-16","1610-6-16W","16-16 ZHLW","16-16 ZHBW","16 CW 16",20,"/"]
[]
["Fractional Tubes"]
["1/4\" ","TUBE SOCKET WELD ELBOW","CLSW 4-4","400-9-4W","4-4 ZELW","4-4 ZEBW","4 LW 4",50,35]
["3/8\"","TUBE SOCKET WELD ELBOW","CLSW 6-6","600-9-6W","6-6 ZELW","6-6 ZEBW","6 LW 6",25,50]
["1/2\"","TUBE SOCKET WELD ELBOW","CLSW 8-8 ","810-9-8W","8-8 ZELW","8-8 ZEBW","8 LW 8",35,"/"]
["3/4\"","TUBE SOCKET WELD ELBOW","CLSW 12-12","1210-9-12W","12-12 ZELW","12-12 ZEBW","12 LW 12","/","/"]
["1\"","TUBE SOCKET WELD ELBOW","CLSW 16-16","1610-9-16W","16-16 ZELW","16-16 ZEBW","16 LW 16","/","/"]
[]
["Fractional Tubes"]
["1/16\"","PLUG FOR FITTING PORT","CPA -1 ","100P","1 BLP 1","1 FNZ","1P","/",3]
["1/8\"","PLUG FOR FITTING PORT","CPA -2 ","200-P","2 BLP 2","2 FNZ","2P",150,8]
["3/16\"","PLUG FOR FITTING PORT","CPA -3","300-P","3 BLP 3","3 FNZ","3P",150,11]
["1/4\"","PLUG FOR FITTING PORT","CPA -4","400-P","4 BLP 4","4 FNZ","4P",100,14]
["5/16\"","PLUG FOR FITTING PORT"," CPA -5","500-P","5 BLP 5","5 FNZ","/",100,18]
["3/8\"","PLUG FOR FITTING PORT","CPA -6","600-P","6 BLP 6","6 FNZ","6P",70,21]
["1/2\"","PLUG FOR FITTING PORT","CPA -8","810-P","8 BLP 8","8 FNZ","8P",100,41]
["5/8\"","PLUG FOR FITTING PORT","CPA-10","1010-P","10 BLP 10","10 FNZ","10P",70,52]
["3/4\"","PLUG FOR FITTING PORT","CPA - 12","1210-P","12 BLP 12","12 FNZ","12P",60,64]
["7/8\"","PLUG FOR FITTING PORT","CPA - 14","1410-P","14 BLP 14","14 FNZ","14 P",50,"/"]
["1\" ","PLUG FOR FITTING PORT","CPA - 16","1610-P","16 BLP 16","16 FNZ","16 P",40,138]
["1 1/4\"","PLUG FOR FITTING PORT","CPA - 20","2000-P","/","/","/","/","/"]
["1 1/2\"","PLUG FOR FITTING PORT","CPA - 24","2400-P","/","/","/","/","/"]
["2\"","PLUG FOR FITTING PORT","CPA - 32","3200-P","/","/","/","/","/"]
[]
["Metric Tubes"]
["2mm","PLUG FOR FITTING PORT","CPA - 2M","2MO-P","/","/","/","/","/"]
["3mm","PLUG FOR FITTING PORT","CPA - 3M","3MO-P","BLPM3","/","3P-316/MM ",150,8]
["4mm","PLUG FOR FITTING PORT","CPA - 4M","4MO-P","BLPM4","/","/",150,11]
["6mm ","PLUG FOR FITTING PORT","CPA - 6M","6MO-P","BLPM6","/","6P-316/MM ",100,14]
["8mm ","PLUG FOR FITTING PORT","CPA - 8M","8MO-P","BLPM8","/","8P-316/MM",100,18]
["10mm ","PLUG FOR FITTING PORT","CPA - 10M","10MO-P","BLPM10","/","10P-316/MM",70,21]
["12mm","PLUG FOR FITTING PORT","CPA - 12M","12MO-P","BLPM12","/","12P-316/MM",100,41]
["15mm","PLUG FOR FITTING PORT","CPA - 15M","15MO-P","BLPM15","/","15P-316/MM",70,"/"]
["16mm","PLUG FOR FITTING PORT","CPA - 16M","16MO-P","BLPM16","/","16P-316/MM ",70,52]
["18mm","PLUG FOR FITTING PORT","CPA - 18M","18MO-P","BLPM18","/","18P-316/MM",60,"/"]
["20mm","PLUG FOR FITTING PORT","CPA - 20M","20MO-P","BLPM20","/","/",50,64]
["22mm","PLUG FOR FITTING PORT","CPA - 22M","22MO-P","BLPM22","/","22P-316/MM",50,"/"]
["25mm","PLUG FOR FITTING PORT","CPA - 25M","25MO-P","BLPM25","/","25P-316/MM",40,138]
["28mm","PLUG FOR FITTING PORT","CPA - 28M","28MO-P","/","/","/",40,138]
["30mm","PLUG FOR FITTING PORT","CPA - 30M","/","/","/","/",40,138]
["32mm","PLUG FOR FITTING PORT","CPA - 32M","32MO-P","/","/","/",40,138]
["38mm","PLUG FOR FITTING PORT","CPA - 38M","38MO-P","/","/","/",40,138]
[]
["Fractional Tubes"]
["1/16\" ","CAP FOR TUBE END","CCA - 1","100-C","1 BLEN 1","1 PNBZ","1 CP","/",6]
["1/8\"","CAP FOR TUBE END","CCA - 2","200-C","2 BLEN 2","2 PNBZ","3 CP ",150,13]
["3/16\"","CAP FOR TUBE END","CCA - 3","300-C","3 BLEN 3","3 PNBZ","3 CP",100,16]
["1/4\"","CAP FOR TUBE END"," CCA - 4","400-C","4 BLEN 4","4 PNBZ","4 CP",70,21]
["5/16\"","CAP FOR TUBE END","CCA - 5","500-C","5 BLEN 5","5 PNBZ","/",70,27]
["3/8\"","CAP FOR TUBE END","CCA - 6","600-C","6 BLEN 6","6 PNBZ","6 CP ",70,33]
["1/2\"","CAP FOR TUBE END","CCA - 8","810-C","8 BLEN 8","8 PNBZ","8 CP",100,61]
["5/8\"","CAP FOR TUBE END"," CCA - 10","1010-C","10 BLEN 10","10 PNBZ","10 CP",70,79]
["3/4\"","CAP FOR TUBE END","CCA - 12","1210-C","12 BLEN 12","12 PNBZ","12 CP",50,103]
["7/8\"","CAP FOR TUBE END","CCA - 14","1410-C","14 BLEN 14","14 PNBZ","14 CP",40]
["1\"","CAP FOR TUBE END","CCA - 16","1610-C","16 BLEN 16","16 PNBZ","16 CP ",30,215]
["1 1/4\"","CAP FOR TUBE END","CCA - 20","2000-C","/","/","/","/","/"]
["1 1/2\"","CAP FOR TUBE END","CCA - 24","2400-C","/","/","/","/","/"]
["2\"","CAP FOR TUBE END","CCA - 32","3200-C","/","/","/","/","/"]
[]
["Metric Tubes"]
["2mm ","CAP FOR TUBE END","CCA - 2M","2MO-C","/","/","/","/","/"]
["3mm","CAP FOR TUBE END","CCA - 3M","3MO-C","BLEN M3","/","3CP-316/MM",150,13]
["4mm","CAP FOR TUBE END","CCA - 4M","4MO-C","BLEN M4","/","/",150,16]
["6mm","CAP FOR TUBE END","CCA - 6M","6MO-C","BLEN M6","/","6CP-316/MM ",70,21]
["8mm","CAP FOR TUBE END"," CCA - 8M","8MO-C","BLEN M8","/","8CP-316/MM",70,27]
["10mm","CAP FOR TUBE END"," CCA - 10M","10MO-C","BLEN M10","/","10CP-316/MM",70,33]
["12mm","CAP FOR TUBE END"," CCA - 12M","12MO-C","BLEN M12","/","12CP-316/MM",100,61]
["15mm","CAP FOR TUBE END","CCA - 15M","15MO-C","BLEN M15","/","/",70]
["16mm","CAP FOR TUBE END","CCA - 16M","16MO-C","BLEN M16","/","16CP-316/MM",70,79]
["18mm","CAP FOR TUBE END","CCA 18M","18MO-C","BLEN M18","/","18CP-316/MM",50]
["20mm","CAP FOR TUBE END","CCA 20M","20MO-C","BLEN M20","/","/",40,103]
["22mm","CAP FOR TUBE END","CCA 22M","22MO-C","BLEN M22","/","22CP-316/MM",40]
["25mm","CAP FOR TUBE END","CCA 25M ","24MO-C","BLEN M25","/","25CP-316/MM",30,215]
["28mm","CAP FOR TUBE END","CCA 28M","28MO-C","/","/","/","/","/"]
["32mm","CAP FOR TUBE END","CCA 32M","32MO-C","/","/","/","/","/"]
["38mm","CAP FOR TUBE END","CCA 38M","38MO-C","/","/","/","/","/"]
[]
["Fractional Tubes"]
["1/16\"","NUT","CN - 1","102-1","1 NU 1","1 BZ","1 N","/",2.5]
["1/8\"","NUT","CN - 2","202-1","2 NU 2","2 BZ","2 N",300,6.3]
["3/16\"","NUT","CN - 3","302-1","3 NU 3","3 BZ","3 N",200,7.6]
["1/4\"","NUT","CN - 4","402-1","4 NU 4","4 BZ","4 N",150,9.6]
["5/16\"","NUT","CN - 5","502-1","5 NU 5","5 BZ","/",130,12.4]
["3/8\"","NUT","CN - 6","602-1","6 NU 6","6 BZ","6 N",100,14]
["1/2\"","NUT","CN - 8","812-1","8 NU 8","8 BZ","8 N",120,24.4]
["5/8\"","NUT","CN - 10","1012-1","10 NUN 10","10 BZ","10 N",100,29.2]
["3/4\"","NUT","CN - 12","1212-1","12 NU 12","12 BZ","12 N",80,34]
["7/8\"","NUT","CN - 14","1412-1","14 NU 14","14 BZ"," 14 N",75,47]
["1\"","NUT","CN - 16","1612-1","16 NUN 16","16 BZ","16 N",50,74]
["1 1/4\"","NUT","CN - 20","2002-1","/","/","/","/","/"]
["1 1/2\"","NUT","CN - 24","2402-1","/","/","/","/","/"]
["2\"","NUT","CN - 32","3202-1","/","/","/","/","/"]
[]
["Metric Tubes"]
["2mm","NUT","CN - 2M","2M2-1","/","/","/","/","/"]
["3mm","NUT","CN - 3M","3M2-1","NUM3","/","3N-316/MM",200,6.3]
["4mm","NUT","CN - 4M","4M2-1","NUM4","/","/",200,7.6]
["6mm","NUT","CN - 6M ","6M2-1","NUM6","/","6N-316/MM",150,9.6]
["8mm","NUT","CN - 8M","8M2-1","NUM8","/","8N-316/MM",130,12.4]
["10mm","NUT","CN - 10M","10M2-1","NUM10","/","10N-316/MM ",80,14]
["12mm","NUT","CN - 12M","12M2-1","NUM12","/","12N-316/MM",120,24.4]
["15mm","NUT","CN - 15M","15M2-1","NUM15","/","/",100,27.5]
["16mm","NUT","CN - 16M","16M2-1","NUM16","/","16N-316/MM",100,29.2]
["18mm","NUT","CN - 18M","18M2-1","NUM18","/","18N-316/MM",80,32]
["20mm","NUT","CN - 20M","20M2-1","NUM20","/","/",75,34]
["22mm","NUT","CN - 22M","22M2-1","NUM22","/","22N-316/MM",75,47]
["25mm","NUT","CN - 25M","25M2-1","NUM25","/","25N-316/MM",50,74]
["28mm","NUT","CN - 28M","28M2-1","/","/","/","/","/"]
["32mm","NUT","CN - 32M","32M2-1","/","/","/","/","/"]
["38mm","NUT","CN - 38M","38M2-1","/","/","/","/","/"]
[]
["Fractional Tubes"]
["1/16\" ","FRONT FERRULE","CFF - 1","103-1","1 FF 1","1 TZ","1 FF","/",0.1]
["1/8\"","FRONT FERRULE","CFF - 2","203-1","2 FF 2","2 TZ","2 FF",2000,0.4]
["3/16\"","FRONT FERRULE","CFF - 3","303-1","3 FF 3","3 TZ ","3 FF",2000,0.6]
["1/4\"","FRONT FERRULE","CFF - 4","403-1","4 FF 4","4 TZ","4 FF",1500,0.8]
["5/16\"","FRONT FERRULE","CFF - 5","503-1","5 FF 5","5 TZ","5 FF",1500,0.9]
["3/8\"","FRONT FERRULE","CFF - 6","603-1","6 FF 6","6 TZ ","6 FF",1000,1.1000000000000001]
["1/2\"","FRONT FERRULE","CFF - 8","813-1","8 FF 8","8 TZ","8 FF",1000,3.3]
["5/8\"","FRONT FERRULE","CFF - 10","1013-1","10 FF 10","10 TZ","10 FF",700,4]
["3/4\"","FRONT FERRULE","CFF - 12","1213-1","12 FF 12","12 TZ","12 FF",500,4.7]
["7/8\"","FRONT FERRULE","CFF - 14","1413-1","14 FF 14","14 TZ","14 FF",300,5.3]
["1\" ","FRONT FERRULE","CFF - 16","1613-1","16 FF 16","16 TZ","16 FF",200,11.5]
["1 1/4\"","FRONT FERRULE","CFF - 20","2013-1","/","/","/","/","/"]
["1 1/2\"","FRONT FERRULE","CFF - 24","2413-1","/","/","/","/","/"]
["2\"","FRONT FERRULE","CFF - 32","3213-1","/","/","/","/","/"]
[]
["Metric Tubes"]
["2mm ","FRONT FERRULE","CFF - 2M","2M3-1","/","/","/","/","/"]
["3mm","FRONT FERRULE","CFF - 3M","3M3-1","FFM3","/","3FF-316/MM",2000,0.4]
["4mm","FRONT FERRULE","CFF - 4M","4M3-1","FFM4","/","/",2000,0.6]
["6mm","FRONT FERRULE","CFF - 6M ","6M3-1","FFM6","/","6FF-316/MM",1500,0.8]
["8mm","FRONT FERRULE","CFF - 8M","8M3-1","FFM8","/","8FF-316/MM",1500,0.9]
["10mm","FRONT FERRULE","CFF - 10M","10M3-1","FFM10","/","10FF-316/MM",1000,1.1000000000000001]
["12mm","FRONT FERRULE","CFF - 12M","12M3-1","FFM12","/","12FF-316/MM",1000,3.3]
["15mm","FRONT FERRULE","CFF - 15M","15M3-1","FFM15","/","/",700,3.7]
["16mm ","FRONT FERRULE","CFF - 16M","16M3-1","FFM16","/","16FF-316/MM",700,4]
["18mm","FRONT FERRULE","CFF - 18M","18M3-1","FFM18","/","18FF-316/MM",500,4.5]
["20mm","FRONT FERRULE","CFF - 20M","20M3-1","FFM20","/","/",300,4.7]
["22mm","FRONT FERRULE","CFF 22M","22M3-1","FFM22","/","22FF-316/MM",300,5.3]
["25mm","FRONT FERRULE","CFF 25M","25M3-1","FFM25","/","25FF-316/MM",200,11.5]
["28mm","FRONT FERRULE","CFF 28M","28M3-1","/","/","/","/","/"]
["32mm","FRONT FERRULE","CFF 32M","32M3-1","/","/","/","/","/"]
["38mm","FRONT FERRULE","CFF 38M","38M3-1","/","/","/","/","/"]
[]
["Fractional Tubes"]
["1/16\"","BACK FERRULE","CFB - 1","104-1","1 BF 1","NOT USED","1 FR","/",0.1]
["1/8\"","BACK FERRULE","CFB - 2 ","204-1","2 BF 2","NOT USED","2 FR",2000,0.2]
["3/16\"","BACK FERRULE","CFB - 3","304-1","3 BF 3","NOT USED","3 FR",2000,0.3]
["1/4\"","BACK FERRULE","CFB - 4","404-1","4 BF 4","NOT USED","4 FR",2000,0.4]
["5/16\"","BACK FERRULE","CFB - 5","504-1","5 BF 5","NOT USED","/",1500,0.4]
["3/8\"","BACK FERRULE","CFB - 6","604-1","6 BF 6","NOT USED","6 FR",1500,0.6]
["1/2\"","BACK FERRULE","CFB - 8","814-1","8 BF 8","NOT USED","8 FR",1500,1.3]
["5/8\"","BACK FERRULE","CFB - 10","1014-1","10 BF 10","NOT USED","10 FR",1200,1.7]
["3/4\"","BACK FERRULE","CFB - 12","1214-1","12 BF 12","NOT USED","12 FR",800,2]
["7/8\"","BACK FERRULE","CFB - 14","1414-1","14 BF 14","NOT USED","14 FR",500,2.6]
["1\"","BACK FERRULE"," CFB - 16","1614-1","16 BF 16","NOT USED","16 FR",300,3.4]
["1 1/4\"","BACK FERRULE","CFB - 20","2014-1","/","/","/","/","/"]
["1 1/2\"","BACK FERRULE","CFB - 24","2414-1","/","/","/","/","/"]
["2\"","BACK FERRULE","CFB - 32","3214-1","/","/","/","/","/"]
[]
["Metric Tubes"]
["2mm","BACK FERRULE","CFB - 2M","2M4-1","/","/","/","/","/"]
["3mm","BACK FERRULE","CFB - 3M","3M4-1","BFM3","/","3FR-316/MM",2000,0.2]
["4mm","BACK FERRULE","CFB - 4M","4M4-1","BFM4","/","/",2000,0.3]
["6mm","BACK FERRULE","CFB - 6M","6M4-1","BFM6","/","6FR-316/MM",2000,0.4]
["8mm","BACK FERRULE","CFB - 8M","8M4-1","BFM8","/","8FR-316/MM",1500,0.4]
["10mm","BACK FERRULE","CFB - 10M","10M4-1","BFM10","/","10FR-316/MM",1500,0.6]
["12mm","BACK FERRULE","CFB - 12M","12M4-1","BFM12","/","12FR-316/MM",1500,1.3]
["15mm","BACK FERRULE","CFB - 15M","15M4-1","BFM15","/","/",1200,1.5]
["16mm","BACK FERRULE","CFB - 16M","16M4-1","BFM16","/","16FR-316/MM",1200,1.7]
["18mm","BACK FERRULE","CFB - 18M","18M4-1","BFM18","/","18FR-316/MM",800,1.8]
["20mm","BACK FERRULE","CFB - 20M","20M4-1","BFM20","/","/",500,2]
["22mm","BACK FERRULE","CFB - 22M","22M4-1","BFM22","/","22FR-316/MM",500,2.6]
["25mm","BACK FERRULE","CFB - 25M","25M4-1","BFM25","/","25FR-316/MM",300,3.4]
["28mm","BACK FERRULE","CFB - 28M","28M4-1","/","/","/","/","/"]
["32mm","BACK FERRULE","CFB - 32M","32M4-1","/","/","/","/","/"]
["38mm","BACK FERRULE","CFB - 38M","38M4-1","/","/","/","/","/"]

{"sheet":"Sheet2","index":1,"n_rows":0,"n_cols":0,"rows_kept":0,"cut":false,"hidden":false,"merged":[]}

{"sheet":"Sheet3","index":2,"n_rows":0,"n_cols":0,"rows_kept":0,"cut":false,"hidden":false,"merged":[]}